## Tuning
Fan/Centrifugal Pump/Motor Tuner |  | (Scroll down to see instructions) | [23 empty] | Performance vs. Flow Rate Table |  |  | Power (W) |  | dp (kPa) |  | efficiency |  | Delta-Pressure (kPa) |  |  | Efficiency | [6 empty] | Speed (rev/min) |  | Power (W) | [6 empty] | Performance vs. Speed Table | [6 empty] | Current (amp) |  |  |  |  | Power (W) | [27 empty] | Step A: | Find the max flow rate of the reference curve |  |  |  |  | Step B: | Find the flow rate of the Best Efficiency Point (BEP)
Copyright 2019 United States Government as represented by the Administrator of the National Aeronautics and Space Administration. All Rights Reserved. | [25 empty] | Q/Qmax | Q/Qbep | Q (m3/s) | point 1 | BEP | point 1 | BEP | point 1 | BEP | impeller | system | impeller torque (N*m) | impeller | motor | total | shaft torque (N*m) | motor current | Vpw | system Ki | point 1 | max | total | motor | shaft | impeller | hydraulic |  |  | N/Nmax | N (rev/min) | N (r/s) | Q (m3/s) | dp sys (kPa) | drive torque (N*m) | point 1 | total | controller | motor | Vpw | point 1 | total | motor | shaft | impeller | hydraulic
Step 1: | Enter fluid impeller reference performance data (GunnsGasFanConfigData): | [21 empty] | point 1: | point 2: |  | 0 | 0 | 0 | [6 empty] | 6 | 0 | 0.0047256 | 0 | 0.72666 | 0 | 0.005162 | 0.49529 | 66.0856 | 2.2259e-10 |  | 71421.587 | 49.7316 | 32.7316 | 23.7849 | 21.7742 | 0 |  |  | 0 | 0 | 0 | 0 | 0 | 0 |  | 0.1371 | 0 | 0 | 0 |  | 17 | 0 | 0 | 0 | 0 | [23 empty] | dead-head dp |  | 6 | kPa
| mReferenceDensity | 1.175 | kg/m3 | [17 empty] | affinity density factor |  | 1 | 1 |  | 0.05 | 0.10688 | 0.00060598 | [6 empty] | 5.985 | 0.028965 | 0.0048026 | 0.1639 | 0.72372 | 0.072025 | 0.0052389 | 0.50267 | 66.3548 | 2.2621e-10 |  | 71121.5267 | 50.3546 | 33.3546 | 24.1393 | 22.1286 | 3.6268 |  |  | 0.05 | 2988.322 | 312.9363 | 0.00048085 | 0.018238 | 7.0142e-05 |  | 0.13729 | 0.00019034 | 0.0067301 | 3.5069 |  | 17.0236 | 0.023602 | 0.02195 | 0.012676 | 0.0087698 | [23 empty] | Ns |  | 0.2 | r
| mReferenceSpeed | 44000 | rev/min | 4607.6692 | r/s | [15 empty] | affinity speed factor |  | 1 | 0.68182 |  | 0.1 | 0.21376 | 0.001212 | [6 empty] | 5.94 | 0.11586 | 0.0050048 | 0.31218 | 0.71608 | 0.13841 | 0.0054411 | 0.52207 | 67.0623 | 2.3573e-10 |  | 70353.1452 | 52.0113 | 35.0113 | 25.0709 | 23.0603 | 7.1991 |  |  | 0.1 | 5976.644 | 625.8727 | 0.0009617 | 0.072952 | 0.00022129 |  | 0.13835 | 0.0012496 | 0.021233 | 7.2974 |  | 17.1549 | 0.15494 | 0.1385 | 0.1014 | 0.070158 | [23 empty] | Q increment |  | 0.00068749 | m3/s
| mReferenceCoeff0 | 6 | kPa = poly(Q m3/s) | [17 empty] | affinity power factor |  | 1 | 0.31696 |  | 0.15 | 0.32065 | 0.0018179 | [6 empty] | 5.8651 | 0.26069 | 0.0053091 | 0.43586 | 0.70489 | 0.19544 | 0.0057455 | 0.55127 | 68.1273 | 2.5007e-10 |  | 69248.9437 | 54.5567 | 37.5567 | 26.4732 | 24.4626 | 10.6624 |  |  | 0.15 | 8964.966 | 938.809 | 0.0014425 | 0.16414 | 0.00045346 |  | 0.14109 | 0.0039899 | 0.043509 | 11.3713 |  | 17.4947 | 0.49475 | 0.42571 | 0.34224 | 0.23678 | [23 empty] | Q (m3/s) | dp (kPa) |  |  |  |  | Qincrement | 0.0001212 | m3/s
| mReferenceCoeff1 | 0 | [18 empty] | affinity coeffs | order |  |  |  | 0.2 | 0.42753 | 0.0024239 | [6 empty] | 5.7602 | 0.46344 | 0.0056924 | 0.53232 | 0.69128 | 0.24135 | 0.0061288 | 0.58805 | 69.4687 | 2.6812e-10 |  | 67939.6112 | 57.8512 | 40.8512 | 28.2395 | 26.2288 | 13.9622 |  |  | 0.2 | 11953.288 | 1251.7454 | 0.0019234 | 0.29181 | 0.00076663 |  | 0.14643 | 0.0093303 | 0.073557 | 15.7286 |  | 18.157 | 1.157 | 0.95963 | 0.81123 | 0.56126 | [23 empty] | 0 | 6 |  | row | Q (m3/s) | dp (kPa) | row | 53 | 99
| mReferenceCoeff2 | -40818 | [19 empty] | 0 | 6 | 2.7893 |  | 0.25 | 0.53441 | 0.0030299 | [6 empty] | 5.6253 | 0.72413 | 0.0061316 | 0.60327 | 0.67631 | 0.27603 | 0.006568 | 0.63019 | 71.0056 | 2.8881e-10 |  | 66539.209 | 61.7472 | 44.7472 | 30.2632 | 28.2525 | 17.044 |  |  | 0.25 | 14941.61 | 1564.6817 | 0.0024042 | 0.45595 | 0.0011608 |  | 0.15539 | 0.018296 | 0.11138 | 20.3695 |  | 19.2687 | 2.2687 | 1.8163 | 1.5844 | 1.0962 | [23 empty] | 0.00068749 | 5.9807 |  | 18 | 0.011687 | 0.42449 | Qbep | 0.0056696 | m3/s
| mReferenceCoeff3 | 0 | [19 empty] | 1 | 0 | 0 |  | 0.3 | 0.64129 | 0.0036359 | [6 empty] | 5.4604 | 1.0427 | 0.0066035 | 0.65249 | 0.66094 | 0.30045 | 0.0070399 | 0.67547 | 72.6569 | 3.1104e-10 |  | 65139.3684 | 66.0777 | 49.0777 | 32.4376 | 30.4269 | 19.8533 |  |  | 0.3 | 17929.932 | 1877.6181 | 0.0028851 | 0.65657 | 0.001636 |  | 0.16912 | 0.03202 | 0.15697 | 25.2938 |  | 20.9704 | 3.9704 | 3.0718 | 2.7379 | 1.8943 | [23 empty] | 0.001375 | 5.9228 |  | 19 | 0.012375 | -0.25074
| mReferenceCoeff4 | 0 | [19 empty] | 2 | -40818 | -40818 |  | 0.35 | 0.74818 | 0.0042418 | [6 empty] | 5.2656 | 1.4193 | 0.007085 | 0.68419 | 0.64596 | 0.31614 | 0.0075214 | 0.72167 | 74.3418 | 3.3372e-10 |  | 63809.8381 | 70.6502 | 53.6502 | 34.6561 | 32.6454 | 22.3357 |  |  | 0.35 | 20918.254 | 2190.5544 | 0.0033659 | 0.89367 | 0.0021922 |  | 0.18884 | 0.05174 | 0.21034 | 30.5016 |  | 23.4157 | 6.4157 | 4.8022 | 4.3477 | 3.008 | [23 empty] | 0.0020625 | 5.8264 |  |  |  |  | Q | dp | P hyd | Ns | P imp c0 | P imp c1 | P imp c2 | P imp c3 | P imp - | P imp | P imp + | eff - | eff | eff + | delta eff | bracket | fract dist | Q interp
| mReferenceCoeff5 | 0 | [19 empty] | 3 | 0 | 0 |  | 0.4 | 0.85506 | 0.0048478 | [6 empty] | 5.0407 | 1.8538 | 0.0075529 | 0.70217 | 0.63204 | 0.32477 | 0.0079893 | 0.76657 | 75.9792 | 3.5576e-10 |  | 62602.3306 | 75.243 | 58.243 | 36.8121 | 34.8014 | 24.4365 |  |  | 0.4 | 23906.5759 | 2503.4908 | 0.0038468 | 1.1672 | 0.0028294 |  | 0.2159 | 0.078801 | 0.27148 | 35.9929 |  | 26.7714 | 9.7714 | 7.0834 | 6.4899 | 4.4901 | [23 empty] | 0.00275 | 5.6913 |  | Qmax_est | 0.01212 | m3/s | 0.01212 | 0.0045038 | 0.054584 | 5 | 2 | -5.98 | 8.78 | -3.8
| mReferenceBestEfficiency | 0.71 | [19 empty] | 4 | 0 | 0 |  | 0.45 | 0.96194 | 0.0054538 | [6 empty] | 4.7859 | 2.3462 | 0.0079841 | 0.7095 | 0.61973 | 0.32788 | 0.0084205 | 0.80794 | 77.4881 | 3.7607e-10 |  | 61555.4917 | 79.6057 | 62.6057 | 38.7989 | 36.7883 | 26.1014 |  |  | 0.45 | 26894.8979 | 2816.4271 | 0.0043276 | 1.4773 | 0.0035476 |  | 0.25175 | 0.11466 | 0.34039 | 41.7677 |  | 31.2174 | 14.2174 | 9.9917 | 9.2405 | 6.3932 | [23 empty] | 0.0034375 | 5.5177 |  |  |  |  | 0.011998 | 0.12381 | 1.4856 | 5 | 2 | -5.98 | 8.78 | -3.8 | 1.0015 | 1 | 0.99792 | 0.054499 | 1.4856 | 2.8794 | 2.8249 | 0 | 0.50725 | 0.011937
[22 empty] | 5 | 0 | 0 |  | 0.5 | 1.0688 | 0.0060598 | [6 empty] | 4.5011 | 2.8965 | 0.0083555 | 0.70847 | 0.60951 | 0.3268 | 0.0087919 | 0.84357 | 78.7876 | 3.9356e-10 |  | 60699.8584 | 83.463 | 66.463 | 40.5101 | 38.4994 | 27.2758 |  |  | 0.5 | 29883.2199 | 3129.3635 | 0.0048085 | 1.8238 | 0.0043469 |  | 0.29796 | 0.16086 | 0.41708 | 47.826 |  | 36.9472 | 19.9472 | 13.603 | 12.6755 | 8.7698 | [23 empty] | 0.004125 | 5.3055 |  |  |  |  | 0.011877 | 0.24193 | 2.8734 | 5 | 2 | -5.98 | 8.78 | -3.8 | 1.0016 | 1 | 0.99789 | 1.4833 | 2.8734 | 4.2274 | 2.7441 | 0 | 0.50739 | 0.011816
Step 2: | Enter data common to both tune points in Steps 3 & 4: | [24 empty] | 0.55 | 1.1757 | 0.0066658 | [6 empty] | 4.1864 | 3.5048 | 0.0086439 | 0.70064 | 0.60181 | 0.32252 | 0.0090802 | 0.87124 | 79.7967 | 4.0714e-10 |  | 60062.443 | 86.5221 | 69.5221 | 41.8388 | 39.8281 | 27.9053 |  |  | 0.55 | 32871.5419 | 3442.2998 | 0.0052893 | 2.2068 | 0.0052271 |  | 0.35619 | 0.21909 | 0.50154 | 54.1677 |  | 44.1671 | 27.1671 | 17.9933 | 16.8711 | 11.6725 | [23 empty] | 0.0048124 | 5.0547 |  |  |  |  | 0.011756 | 0.35884 | 4.2185 | 5 | 2 | -5.98 | 8.78 | -3.8 | 1.0016 | 1 | 0.99787 | 2.8689 | 4.2185 | 5.5331 | 2.6642 | 0 | 0.50754 | 0.011694
| Supply voltage to controller | 124 | v | [17 empty] | Qmax |  | 0.01212 | 0.0082633 |  | 0.6 | 1.2826 | 0.0072717 | [6 empty] | 3.8416 | 4.171 | 0.0088261 | 0.68691 | 0.59703 | 0.31571 | 0.0092625 | 0.88873 | 80.4344 | 4.1573e-10 |  | 59671.0707 | 88.4842 | 71.4842 | 42.6785 | 40.6678 | 27.9352 |  |  | 0.6 | 35859.8639 | 3755.2362 | 0.0057702 | 2.6263 | 0.0061884 |  | 0.4282 | 0.2911 | 0.59377 | 60.7929 |  | 53.0969 | 36.0969 | 23.2388 | 21.9033 | 15.1541 | [23 empty] | 0.0054999 | 4.7653 |  |  |  |  | 0.011635 | 0.47455 | 5.5213 | 5 | 2 | -5.98 | 8.78 | -3.8 | 1.0016 | 1 | 0.99785 | 4.2118 | 5.5213 | 6.7969 | 2.5851 | 0 | 0.50741 | 0.011573
| Total stall current | 3.4 | amp | [17 empty] | Qbep |  | 0.0056696 | 0.0038656 |  | 0.65 | 1.3895 | 0.0078777 | [6 empty] | 3.4669 | 4.8951 | 0.0088791 | 0.66756 | 0.59566 | 0.30667 | 0.0093155 | 0.89381 | 80.6198 | 4.1822e-10 |  | 59558.9214 | 89.0586 | 72.0586 | 42.9225 | 40.9119 | 27.3113 |  |  | 0.65 | 38848.1859 | 4068.1725 | 0.006251 | 3.0822 | 0.0072306 |  | 0.51588 | 0.37879 | 0.69377 | 67.7016 |  | 63.9696 | 46.9696 | 29.4155 | 27.8481 | 19.2672 | [23 empty] | 0.0061874 | 4.4373 |  |  |  |  | 0.011514 | 0.58906 | 6.7822 | 4.6665 | 1.8902 | -5.5166 | 8.1624 | -3.536 | 1.0018 | 1 | 0.99763 | 5.5112 | 6.7822 | 8.0208 | 2.5096 | 0 | 0.50716 | 0.011452
| Fluid impeller inlet density | 1.175 | kg/m3 | [9 empty] | Delta-Pressure Chart |  | Efficiency Chart | [5 empty] | Gsys |  | 78879.405 |  | kPa*s3/m6 | 0.7 | 1.4964 | 0.0084837 | [6 empty] | 3.0622 | 5.6772 | 0.0087796 | 0.64219 | 0.59824 | 0.29528 | 0.009216 | 0.88427 | 80.2718 | 4.1354e-10 |  | 59770.0674 | 87.9817 | 70.9817 | 42.4643 | 40.4537 | 25.9788 |  |  | 0.7 | 41836.5079 | 4381.1089 | 0.0067319 | 3.5747 | 0.0083539 |  | 0.62122 | 0.48412 | 0.80155 | 74.8938 |  | 77.0311 | 60.0311 | 36.5994 | 34.7816 | 24.0642 | [23 empty] | 0.0068749 | 4.0708 |  |  |  |  | 0.011392 | 0.70238 | 8.0018 | 4.0681 | 1.6932 | -4.685 | 7.054 | -3.0622 | 1.0023 | 1 | 0.99725 | 6.7669 | 8.0018 | 9.2057 | 2.4388 | 0 | 0.50726 | 0.011331
[21 empty] | Tfriction |  | 0.00043637 |  | N*m | 0.75 | 1.6032 | 0.0090897 | [6 empty] | 2.6275 | 6.5172 | 0.0085046 | 0.60948 | 0.6055 | 0.28086 | 0.008941 | 0.85788 | 79.3095 | 4.0058e-10 |  | 60367.3777 | 85.0381 | 68.0381 | 41.1972 | 39.1865 | 23.8834 |  |  | 0.75 | 44824.8299 | 4694.0452 | 0.0072127 | 4.1036 | 0.0095582 |  | 0.7463 | 0.6092 | 0.9171 | 82.3695 |  | 92.541 | 75.541 | 44.8666 | 42.7799 | 29.5979 | [23 empty] | 0.0075624 | 3.6656 |  |  |  |  | 0.011271 | 0.8145 | 9.1803 | 3.621 | 1.5461 | -4.0638 | 6.226 | -2.7083 | 1.0026 | 1 | 0.99695 | 7.981 | 9.1803 | 10.3499 | 2.3689 | 0 | 0.50738 | 0.01121
Step 3: | Enter 1st tune point data: | [24 empty] | 0.8 | 1.7101 | 0.0096956 | [6 empty] | 2.1629 | 7.4151 | 0.0080309 | 0.56671 | 0.61843 | 0.26185 | 0.0084673 | 0.81243 | 77.6519 | 3.7827e-10 |  | 61445.4109 | 80.0867 | 63.0867 | 39.0146 | 37.0039 | 20.9705 |  |  | 0.8 | 47813.1519 | 5006.9816 | 0.0076936 | 4.669 | 0.010844 |  | 0.89332 | 0.75622 | 1.0404 | 90.1286 |  | 110.7719 | 93.7719 | 54.2932 | 51.9189 | 35.9209 | [23 empty] | 0.0082499 | 3.2219 |  |  |  |  | 0.01115 | 0.92541 | 10.3183 | 3.2726 | 1.4314 | -3.5797 | 5.5807 | -2.4325 | 1.0029 | 1 | 0.99671 | 9.1539 | 10.3183 | 11.4539 | 2.3 | 0 | 0.5075 | 0.011088
| Motor & impeller speed | 44000 | rev/min | [22 empty] | 0.85 | 1.817 | 0.010302 | [6 empty] | 1.6683 | 8.371 | 0.0073354 | 0.50847 | 0.63844 | 0.23513 | 0.0077718 | 0.74569 | 75.218 | 3.4551e-10 |  | 63153.926 | 73.0896 | 56.0896 | 35.8098 | 33.7991 | 17.1857 |  |  | 0.85 | 50801.4739 | 5319.9179 | 0.0081744 | 5.2708 | 0.01221 |  | 1.0646 | 0.9275 | 1.1715 | 98.1713 |  | 132.0094 | 115.0094 | 64.9552 | 62.2748 | 43.0858 | [23 empty] | 0.0089374 | 2.7396 |  |  |  |  | 0.011029 | 1.0351 | 11.4162 | 2.9925 | 1.3392 | -3.1903 | 5.0619 | -2.2107 | 1.0031 | 1 | 0.9965 | 10.2863 | 11.4162 | 12.5182 | 2.232 | 0 | 0.50764 | 0.010967
| Total electrical power load | 88 | W | [22 empty] | 0.9 | 1.9239 | 0.010908 | [6 empty] | 1.1436 | 9.3847 | 0.0063949 | 0.42336 | 0.66765 | 0.19447 | 0.0068313 | 0.65545 | 71.9269 | 3.0121e-10 |  | 65745.7054 | 64.1447 | 47.1447 | 31.4762 | 29.4656 | 12.4745 |  |  | 0.9 | 53789.7959 | 5632.8543 | 0.0086553 | 5.9091 | 0.013657 |  | 1.2625 | 1.1254 | 1.3104 | 106.4974 |  | 156.5527 | 139.5527 | 76.9286 | 73.9237 | 51.1452 | [23 empty] | 0.0096249 | 2.2187 |  |  |  |  | 0.010908 | 1.1436 | 12.4745 | 2.7616 | 1.2632 | -2.8695 | 4.6342 | -2.0279 | 1.0033 | 1 | 0.99632 | 11.3784 | 12.4745 | 13.5433 | 2.1648 | 0 | 0.50778 | 0.010846
| Impeller volumetric flow rate | 0.00708 | m3/s between min: 0 |  | and max: | 0.01212 | m3/s | [18 empty] | 0.95 | 2.0308 | 0.011514 | [6 empty] | 0.58906 | 10.4564 | 0.0051863 | 0.28382 | 0.70936 | 0.12672 | 0.0056226 | 0.53949 | 67.6975 | 2.4428e-10 |  | 69687.329 | 53.5219 | 36.5219 | 25.9073 | 23.8966 | 6.7822 |  |  | 0.95 | 56778.1179 | 5945.7906 | 0.0091361 | 6.584 | 0.015185 |  | 1.4896 | 1.3525 | 1.457 | 115.1069 |  | 184.714 | 167.714 | 90.2895 | 86.9414 | 60.1518 | [23 empty] | 0.010312 | 1.6592 |  |  |  |  | 0.010786 | 1.251 | 13.4934 | 2.5675 | 1.1993 | -2.5999 | 4.2748 | -1.8743 | 1.0035 | 1 | 0.99616 | 12.4309 | 13.4934 | 14.5294 | 2.0985 | 0 | 0.50793 | 0.010725
| Start ramp-up time | 5 | s | [22 empty] | 1 | 2.1376 | 0.01212 | [6 empty] | 0.0045038 | 11.5861 | 0.0036864 | 0.0032135 | 0.76898 | 0.0013089 | 0.0041228 | 0.39557 | 62.4489 | 1.7364e-10 |  | 75966.8019 | 41.7032 | 24.7032 | 18.9963 | 16.9856 | 0.054584 |  |  | 1 | 59766.4399 | 6258.7269 | 0.009617 | 7.2952 | 0.016795 |  | 1.7485 | 1.6114 | 1.6114 | 124 |  | 216.8188 | 199.8188 | 105.114 | 101.4042 | 70.1581 | [23 empty] | 0.011 | 1.0611 |  |  |  |  | 0.010665 | 1.3571 | 14.4736 | 2.4018 | 1.1448 | -2.3696 | 3.9679 | -1.7431 | 1.0037 | 1 | 0.99601 | 13.4442 | 14.4736 | 15.4772 | 2.033 | 0 | 0.50808 | 0.010604
[28 empty] | 0.0070793 | 0 |  | 0 |  | 0 | [21 empty] | 43995.6 |  |  |  |  | 0 |  |  |  |  | 0 | [28 empty] | 0.011687 | 0.42449 |  |  |  |  | 0.010544 | 1.462 | 15.4154 | 2.2584 | 1.0976 | -2.1703 | 3.7023 | -1.6296 | 1.0038 | 1 | 0.99587 | 14.4186 | 15.4154 | 16.387 | 1.9683 | 0 | 0.50825 | 0.010482
Step 4: | Enter 2nd tune point data: | [23 empty] | point 1: |  |  | 0.00708 | 88 |  | 3.9539 |  | 0.9 | [11 empty] | 44000 | [7 empty] | point 1: |  | 44000 |  |  |  |  | 0.88443 |  |  |  |  | 88 | [28 empty] | 0.012375 | -0.25074 |  |  |  |  | 0.010423 | 1.5657 | 16.3193 | 2.1329 | 1.0562 | -1.9959 | 3.4698 | -1.5302 | 1.004 | 1 | 0.99574 | 15.3547 | 16.3193 | 17.2592 | 1.9044 | 0 | 0.50842 | 0.010361
| Motor & impeller speed | 30000 | rev/min | [24 empty] | 0.005669 |  |  |  | 0 | [20 empty] | point 1: | 0.7362 | 44000 | 4607.6692 | 0.00708 | 3.9539 | 0.0092177 |  | 0.70968 | 0.57258 | 0.88443 | 80.2777 |  | 88 | 71 | 42.4721 | 40.4615 | 27.9939 | [23 empty] | 0.013062 | -0.96456 |  |  |  |  | 0.010302 | 1.6683 | 17.1857 | 2.0219 | 1.0197 | -1.8417 | 3.2644 | -1.4424 | 1.0041 | 1 | 0.99562 | 16.2529 | 17.1857 | 18.0943 | 1.8414 | 0 | 0.5086 | 0.01024
| Total electrical power load | 37.2 | W | 19.14 | [20 empty] | N1 bep: |  |  | 0.0056696 |  |  |  | 4.6879 | [61 empty] | 0.01375 | -1.717 |  |  |  |  | 0.01018 | 1.7696 | 18.0151 | 1.923 | 0.98717 | -1.7043 | 3.0812 | -1.3641 | 1.0042 | 1 | 0.9955 | 17.1137 | 18.0151 | 18.8927 | 1.7791 | 0 | 0.5088 | 0.010119
[25 empty] | point 1: |  | 1.2488 | 0.00708 | [6 empty] | 3.9539 | 3.9539 | 0.0087813 | 0.69187 | 0.5982 | 0.31811 | 0.0092177 | 0.88443 | 80.2777 | 4.1362e-10 |  | 59766.4399 | 88 | 71 | 42.4721 | 40.4615 | 27.9939 | [42 empty] | 0.014437 | -2.508 |  |  |  |  | 0.010059 | 1.8697 | 18.8078 | 1.8343 | 0.95795 | -1.581 | 2.9168 | -1.2938 | 1.0043 | 1 | 0.99539 | 17.9374 | 18.8078 | 19.6549 | 1.7175 | 0 | 0.509 | 0.0099975
Step 5: | Choose a controller constant power load in the allowable range: | [92 empty] | 0.015125 | -3.3375 |  |  |  |  | 0.009938 | 1.9686 | 19.5643 | 1.754 | 0.93154 | -1.4695 | 2.7682 | -1.2303 | 1.0044 | 1 | 0.99528 | 18.7245 | 19.5643 | 20.3813 | 1.6568 | 0 | 0.50921 | 0.0098763
| Controller power load | 17 | W between min: | 9.0189 | and max: | 17.794 | W | [18 empty] | Calculations: |  | point 1/both: | point 2: | [64 empty] | 0.015812 | -4.2057 |  |  |  |  | 0.0098168 | 2.0664 | 20.2851 | 1.6811 | 0.90753 | -1.3681 | 2.6331 | -1.1725 | 1.0046 | 1 | 0.99517 | 19.4755 | 20.2851 | 21.0723 | 1.5968 | 0 | 0.50944 | 0.0097551
[26 empty] | Step A: | Find the max flow rate of the impeller reference curve (see cell DA1) | [17 empty] | a | Ki | [47 empty] | 0.0165 | -5.1124 |  |  |  |  | 0.0096956 | 2.1629 | 20.9705 | 1.6144 | 0.88559 | -1.2755 | 2.5097 | -1.1198 | 1.0047 | 1 | 0.99506 | 20.1907 | 20.9705 | 21.7284 | 1.5377 | 0 | 0.50968 | 0.0096339
Results: | Use these values in the fluid impeller's GunnsGasFanConfigData: | [25 empty] | ref Qmax | 0.01212 | m3/s | [15 empty] | b | Kf + Kt^2/R | 3.0731e-06 | [46 empty] | 0.017187 | -6.0578 |  |  |  |  | 0.0095744 | 2.2582 | 21.6211 | 1.5533 | 0.86545 | -1.1905 | 2.3963 | -1.0713 | 1.0048 | 1 | 0.99496 | 20.8708 | 21.6211 | 22.35 | 1.4792 | 0 | 0.50994 | 0.0095126
| mReferenceQBep | 0.0056696 | m3/s | [41 empty] | c | -Kt*Vmax/R | -0.035436 | [46 empty] | 0.017875 | -7.0417 |  |  |  |  | 0.0094533 | 2.3523 | 22.2373 | 1.4968 | 0.84688 | -1.1121 | 2.2919 | -1.0267 | 1.0049 | 1 | 0.99485 | 21.5159 | 22.2373 | 22.9375 | 1.4216 | 0 | 0.51021 | 0.0093914
[26 empty] | Step B: | Find the flow rate at the Best Efficiency Point (BEP) (see cell DH1) | [66 empty] | 0.018562 | -8.0642 |  |  |  |  | 0.0093321 | 2.4453 | 22.8194 | 1.4446 | 0.82969 | -1.0395 | 2.1951 | -0.98532 | 1.005 | 1 | 0.99475 | 22.1267 | 22.8194 | 23.4914 | 1.3647 | 0 | 0.5105 | 0.0092702
| Use these values in the motor's TsPumpMotorControllerConfigData: | [11 empty] | Step 5 Chart |  | Power vs. Flow Chart | [11 empty] | ref Qbep | 0.0056696 | m3/s | [64 empty] | 0.01925 | -9.1253 |  |  |  |  | 0.0092109 | 2.537 | 23.368 | 1.3961 | 0.81372 | -0.97209 | 2.1053 | -0.94692 | 1.0051 | 1 | 0.99464 | 22.7035 | 23.368 | 24.0121 | 1.3085 | 0 | 0.51081 | 0.009149
| mControllerPowerLoad | 17 | W | [90 empty] | 0.019937 | -10.2249 |  |  |  |  | 0.0090897 | 2.6275 | 23.8834 | 1.3509 | 0.79884 | -0.90927 | 2.0216 | -0.91113 | 1.0052 | 1 | 0.99454 | 23.2468 | 23.8834 | 24.5 | 1.2532 | 0 | 0.51114 | 0.0090277
[26 empty] | Step C: | Calculate impeller specific speed | [66 empty] | 0.020625 | -11.3632 |  |  |  |  | 0.0089685 | 2.7169 | 24.3661 | 1.3086 | 0.78492 | -0.85054 | 1.9433 | -0.87767 | 1.0053 | 1 | 0.99443 | 23.7571 | 24.3661 | 24.9556 | 1.1986 | 0 | 0.51149 | 0.0089065
| Use these values in the motor's DcDynPumpMotorConfigData: | [25 empty] | ref dp bep | 4.6879 | kPa | [64 empty] | 0.021312 | -12.54 |  |  |  |  | 0.0088473 | 2.805 | 24.8166 | 1.269 | 0.77188 | -0.79548 | 1.8699 | -0.8463 | 1.0054 | 1 | 0.99432 | 24.2346 | 24.8166 | 25.3793 | 1.1447 | 0 | 0.51187 | 0.0087852
| mWindingResistance | 36.4706 | ohm | [23 empty] | Ns | 0.69111 | r | [64 empty] | 0.022 | -13.7554 |  |  |  |  | 0.0087261 | 2.8919 | 25.2353 | 1.2318 | 0.75962 | -0.74372 | 1.8009 | -0.81681 | 1.0055 | 1 | 0.99421 | 24.68 | 25.2353 | 25.7716 | 1.0916 | 0 | 0.51228 | 0.008664
| mTorqueConstant | 0.010422 | N*m/amp | [23 empty] | Ns limited | 0.69111 | r |  |  | P/Pbep coeffs | [61 empty] | 0.022687 | -15.0094 |  |  |  |  | 0.0086049 | 2.9777 | 25.6225 | 1.1967 | 0.74807 | -0.69496 | 1.7359 | -0.78903 | 1.0056 | 1 | 0.99411 | 25.0936 | 25.6225 | 26.1329 | 1.0392 | 0 | 0.51273 | 0.0085427
| mFrictionConstant | 9.9176e-09 | N*m*min/rev | [22 empty] | Step D: | Find the impeller reference power curve coefficients and P bep |  |  |  |  | order | 0.2 | 5 | [59 empty] | 0.023375 | -16.302 |  |  |  |  | 0.0084837 | 3.0622 | 25.9788 | 1.1635 | 0.73716 | -0.6489 | 1.6745 | -0.76279 | 1.0058 | 1 | 0.99399 | 25.4759 | 25.9788 | 26.4635 | 0.98763 | 0 | 0.51321 | 0.0084215
| mFrictionMinSpeed |  | rev/min | [23 empty] | P/Pbep coeff0 | 0.58166 |  |  |  | 0 | 0.42 | 2 | [59 empty] | 0.024062 | -17.6332 |  |  |  |  | 0.0083625 | 3.1455 | 26.3046 | 1.1322 | 0.72683 | -0.60531 | 1.6164 | -0.73796 | 1.0059 | 1 | 0.99388 | 25.8273 | 26.3046 | 26.7641 | 0.93679 | 0 | 0.51374 | 0.0083002
| mInertia | 2.6006e-05 | kg*m2 | [23 empty] | P/Pbep coeff1 | 0.0075582 |  |  |  | 1 | 0.69 | -5.98 | [59 empty] | 0.02475 | -19.003 |  |  |  |  | 0.0082413 | 3.2277 | 26.6003 | 1.1024 | 0.71704 | -0.56396 | 1.5613 | -0.7144 | 1.006 | 1 | 0.99377 | 26.1482 | 26.6003 | 27.0349 | 0.88669 | 0 | 0.51431 | 0.008179
[27 empty] | P/Pbep coeff2 | 0.79958 |  |  |  | 2 | -0.11 | 8.78 | [59 empty] | 0.025437 | -20.4113 |  |  |  |  | 0.0081201 | 3.3086 | 26.8663 | 1.0741 | 0.70773 | -0.52467 | 1.509 | -0.69202 | 1.0061 | 1 | 0.99365 | 26.4391 | 26.8663 | 27.2764 | 0.83735 | 0 | 0.51494 | 0.0080577
Extra Info: | Impeller specific speed | 0.69111 | r | [23 empty] | P/Pbep coeff3 | -0.3888 |  |  |  | 3 | 0 | -3.8 | [59 empty] | 0.026125 | -21.8583 |  |  |  |  | 0.0079989 | 3.3884 | 27.1032 | 1.0472 | 0.69887 | -0.48727 | 1.4591 | -0.67071 | 1.0062 | 1 | 0.99353 | 26.7004 | 27.1032 | 27.4891 | 0.78875 | 0 | 0.51564 | 0.0079364
| This appears to be a: | Radial Flow | impeller. | [23 empty] | ref P hyd | 26.5787 | W | [64 empty] | 0.026812 | -23.3438 |  |  |  |  | 0.0078777 | 3.4669 | 27.3113 | 1.0215 | 0.69042 | -0.45159 | 1.4116 | -0.65038 | 1.0063 | 1 | 0.99341 | 26.9325 | 27.3113 | 27.6734 | 0.74091 | 0 | 0.51641 | 0.0078151
| Max speed in tune point system | 59766.4399 | rev/min | [23 empty] | ref P bep | 37.4347 | W | [64 empty] | 0.0275 | -24.8679 |  |  |  |  | 0.0077565 | 3.5442 | 27.491 | 0.99701 | 0.68235 | -0.41751 | 1.3661 | -0.63097 | 1.0065 | 1 | 0.99328 | 27.136 | 27.491 | 27.8298 | 0.69381 | 0 | 0.51728 | 0.0076938
| Total stall power | 421.6 | W | [90 empty] | 0.028187 | -26.4306 |  |  |  |  | 0.0076353 | 3.6204 | 27.6428 | 0.97355 | 0.67463 | -0.38491 | 1.3227 | -0.61239 | 1.0066 | 1 | 0.99315 | 27.3111 | 27.6428 | 27.9586 | 0.64747 | 0 | 0.51825 | 0.0075725
| Total dead-head power | 49.7316 | W | [22 empty] | Step E: | Find the impeller power at tune points 1 & 2 by affinity law | [66 empty] | 0.028875 | -28.0318 |  |  |  |  | 0.0075141 | 3.6953 | 27.7672 | 0.95106 | 0.66722 | -0.35366 | 1.281 | -0.59459 | 1.0067 | 1 | 0.99302 | 27.4584 | 27.7672 | 28.0603 | 0.60187 | 0 | 0.51935 | 0.0074512
| Total dead-head current | 0.40106 | amp | [23 empty] | rho/rho_ref | 1 | [65 empty] | 0.029562 | -29.6717 |  |  |  |  | 0.0073929 | 3.7691 | 27.8645 | 0.92948 | 0.66012 | -0.32368 | 1.2411 | -0.57751 | 1.0068 | 1 | 0.99289 | 27.5783 | 27.8645 | 28.1353 | 0.55701 | 0 | 0.52061 | 0.0073298
[27 empty] | N | 4607.6692 | 3141.5927 | r/s | [63 empty] | 0.03025 | -31.3501 |  |  |  |  | 0.0072717 | 3.8416 | 27.9352 | 0.90875 | 0.6533 | -0.29486 | 1.2027 | -0.56109 | 1.007 | 1 | 0.99275 | 27.6713 | 27.9352 | 28.1842 | 0.51291 | 0 | 0.52207 | 0.0072085
INSTRUCTIONS | [26 empty] | N_n/Nref | 1 | 0.68182 | [64 empty] | 0.030937 | -33.0671 |  |  |  |  | 0.0071505 | 3.913 | 27.9798 | 0.88879 | 0.64673 | -0.26713 | 1.1657 | -0.54529 | 1.0071 | 1 | 0.99261 | 27.7377 | 27.9798 | 28.2072 | 0.46955 | 0 | 0.52377 | 0.0070871
| Use this sheet to tune a TsPumpMotorController motor/controller driving a single GunnsGasFan or GunnsLiquidCentrifugalPump fluid impeller. | [11 empty] | Maximum Speed Chart |  | Power vs. Speed Chart | [11 empty] | Qbep_n | 0.0056696 | 0.0038656 | m3/s | [63 empty] | 0.031625 | -34.8228 |  |  |  |  | 0.0070293 | 3.9831 | 27.9987 | 0.86956 | 0.6404 | -0.24041 | 1.1301 | -0.53007 | 1.0073 | 1 | 0.99246 | 27.778 | 27.9987 | 28.2049 | 0.42694 | 0 | 0.52578 | 0.0069656
| Our goal is to match the desired power load at given speed & flow conditions, and have the power load trend properly as motor speed and | [25 empty] | Pbep_n | 37.4347 | 11.8653 | W | [63 empty] | 0.032312 | -36.617 |  |  |  |  | 0.0069081 | 4.0521 | 27.9922 | 0.85101 | 0.63429 | -0.21463 | 1.0957 | -0.51538 | 1.0074 | 1 | 0.99231 | 27.7926 | 27.9922 | 28.1777 | 0.38507 | 0 | 0.5282 | 0.0068441
| flow rate vary in the fluid system. | [25 empty] | Q_n/Qbep_n | 1.2488 | 1.2488 | [64 empty] | 0.033 | -38.4497 |  |  |  |  | 0.006787 | 4.1198 | 27.961 | 0.83308 | 0.62839 | -0.18972 | 1.0625 | -0.50119 | 1.0076 | 1 | 0.99215 | 27.782 | 27.961 | 28.126 | 0.34395 | 0 | 0.53118 | 0.0067226
| - Enter the fluid reference curve and your desired motor data ponts in the Steps 1-5 blocks above. The fluid impeller's performance curve | [25 empty] | Pimp_n/Pbep_n | 1.0809 | 1.0809 | [64 empty] | 0.033687 | -40.3211 |  |  |  |  | 0.0066658 | 4.1864 | 27.9053 | 0.81575 | 0.62268 | -0.16564 | 1.0304 | -0.48747 | 1.0077 | 1 | 0.99199 | 27.7467 | 27.9053 | 28.0502 | 0.30358 | 0 | 0.53491 | 0.0066009
| should already have been tuned to give the correct pressure & flow verses impeller speed in your fluid network. | [25 empty] | Pimp_n | 40.4615 | 12.8247 | W | [63 empty] | 0.034375 | -42.231 |  |  |  |  | 0.0065446 | 4.2517 | 27.8256 | 0.79896 | 0.61716 | -0.14231 | 0.99933 | -0.47418 | 1.0079 | 1 | 0.99182 | 27.6869 | 27.8256 | 27.9509 | 0.26395 | 0 | 0.53976 | 0.0064791
[94 empty] | 0.035062 | -44.1796 |  |  |  |  | 0.0064234 | 4.3159 | 27.7224 | 0.78269 | 0.6118 | -0.1197 | 0.96919 | -0.4613 | 1.0081 | 1 | 0.99165 | 27.6033 | 27.7224 | 27.8284 | 0.22506 | 0 | 0.54629 | 0.0063572
HINTS | [25 empty] | Step F: | Find the impeller power constant P = Ki*N^3 | [66 empty] | 0.03575 | -46.1667 |  |  |  |  | 0.0063022 | 4.3788 | 27.5961 | 0.7669 | 0.6066 | -0.097751 | 0.93994 | -0.44879 | 1.0082 | 1 | 0.99147 | 27.4962 | 27.5961 | 27.6831 | 0.18692 | 0 | 0.55557 | 0.0062348
| Some cells have comment fields that you can hover over to see additional advice. | [25 empty] | Ki | 4.1362e-10 | 4.1362e-10 | W*s3/r3 | [63 empty] | 0.036437 | -48.1924 |  |  |  |  | 0.006181 | 4.4406 | 27.4471 | 0.75155 | 0.60155 | -0.076427 | 0.91152 | -0.43665 | 1.0084 | 1 | 0.99129 | 27.366 | 27.4471 | 27.5155 | 0.14953 | 0 | 0.56984 | 0.0061119
| See the Example Tuning Sets sheet for example input values for some ISS impellers. You can copy & paste the Steps 1-5 block | [92 empty] | 0.037125 | -50.2567 |  |  |  |  | 0.0060598 | 4.5011 | 27.2758 | 0.73663 | 0.59664 | -0.055687 | 0.88388 | -0.42483 | 1.0086 | 1 | 0.9911 | 27.2132 | 27.2758 | 27.3261 | 0.11288 | 0 | 0.59456 | 0.0059877
| (use Paste Special > Values) into this sheet to see the results. Don't paste over the Results & Extra Info section. | [24 empty] | Step G: | Find the motor winding resistance from stall current and supply voltage | [66 empty] | 0.037812 | -52.3596 |  |  |  |  | 0.0059386 | 4.5605 | 27.0828 | 0.72209 | 0.59186 | -0.035492 | 0.85696 | -0.41332 | 1.0088 | 1 | 0.9909 | 27.0383 | 27.0828 | 27.1153 | 0.076972 | 0 | 0.64801 | 0.00586
[27 empty] | see cell E39 | [66 empty] | 0.0385 | -54.501 |  |  |  |  | 0.0058174 | 4.6186 | 26.8684 | 0.70793 | 0.58719 | -0.015806 | 0.83072 | -0.40211 | 1.009 | 1 | 0.99069 | 26.8416 | 26.8684 | 26.8834 | 0.04181 | 0 | 0.84975 | 0.0057144
[94 empty] | 0.039187 | -56.6811 |  |  |  |  | 0.0056962 | 4.6756 | 26.6331 | 0.6941 | 0.58264 | 0.0034018 | 0.80512 | -0.39117 | 1.0092 | 1 | 0.99047 | 26.6236 | 26.6331 | 26.631 | 0.0073928 | 1 | 0.21955 | 0.0056696
[26 empty] | Step H: | Compute maximum possible controller load assuming no friction or motor losses | [66 empty] | 0.039875 | -58.8997 |  |  |  |  | 0.005575 | 4.7314 | 26.3773 | 0.6806 | 0.5782 | 0.022164 | 0.78011 | -0.38048 | 1.0094 | 1 | 0.99025 | 26.3848 | 26.3773 | 26.3585 | -0.02628 | 0 | 0.30741 | 0.0055377
[27 empty] | The margins P1 - Pimp1 and P2 - Pimp2 must be friction + motor loss + controller load | [66 empty] | 0.040562 | -61.1569 |  |  |  |  | 0.0054538 | 4.7859 | 26.1014 | 0.6674 | 0.57385 | 0.04051 | 0.75566 | -0.37002 | 1.0096 | 1 | 0.99001 | 26.1255 | 26.1014 | 26.0663 | -0.059209 | 0 | 0.39315 | 0.0054062
[27 empty] | Pmargin_n | 47.5385 | 24.3753 | W | [63 empty] | 0.04125 | -63.4527 |  |  |  |  | 0.0053326 | 4.8393 | 25.8059 | 0.65448 | 0.5696 | 0.058466 | 0.73173 | -0.35979 | 1.0099 | 1 | 0.98977 | 25.8462 | 25.8059 | 25.7548 | -0.091394 | 0 | 0.42662 | 0.0052809
[27 empty] | P controller max: | 24.3753 |  | W | assuming no friction or motor loss | [62 empty] | 0.041937 | -65.7871 |  |  |  |  | 0.0052114 | 4.8914 | 25.4913 | 0.64182 | 0.56543 | 0.076061 | 0.70828 | -0.34977 | 1.0101 | 1 | 0.98951 | 25.5474 | 25.4913 | 25.4245 | -0.12283 | 0 | 0.44446 | 0.0051575
[94 empty] | 0.042624 | -68.1601 |  |  |  |  | 0.0050902 | 4.9424 | 25.1578 | 0.6294 | 0.56134 | 0.093317 | 0.68528 | -0.33994 | 1.0104 | 1 | 0.98924 | 25.2294 | 25.1578 | 25.0759 | -0.15353 | 0 | 0.45556 | 0.005035
[26 empty] | Step I: | Make an initial guess at torque constant | [66 empty] | 0.043312 | -70.5716 |  |  |  |  | 0.004969 | 4.9922 | 24.8061 | 0.6172 | 0.55733 | 0.11026 | 0.6627 | -0.33029 | 1.0106 | 1 | 0.98896 | 24.8928 | 24.8061 | 24.7093 | -0.18348 | 0 | 0.46314 | 0.0049129
[27 empty] | Kt initial guess: | 0.02285 | N*m/amp |  | Kt_initial = (Vmax - (P1 - Pc_max)*R/Vmax)/N1 | [62 empty] | 0.043999 | -73.0217 |  |  |  |  | 0.0048478 | 5.0407 | 24.4365 | 0.60522 | 0.55339 | 0.12691 | 0.6405 | -0.3208 | 1.0109 | 1 | 0.98867 | 24.5379 | 24.4365 | 24.3252 | -0.21269 | 0 | 0.46864 | 0.004791
[94 empty] | 0.044687 | -75.5105 |  |  |  |  | 0.0047266 | 5.0881 | 24.0495 | 0.59343 | 0.5495 | 0.1433 | 0.61867 | -0.31147 | 1.0112 | 1 | 0.98836 | 24.1652 | 24.0495 | 23.924 | -0.24116 | 0 | 0.47283 | 0.0046693
[26 empty] | Step J: | Iterate over range of controller power and find suggested min & max (see cell A133) | [66 empty] | 0.045374 | -78.0378 |  |  |  |  | 0.0046054 | 5.1343 | 23.6454 | 0.58182 | 0.54568 | 0.15943 | 0.59716 | -0.30227 | 1.0115 | 1 | 0.98803 | 23.7751 | 23.6454 | 23.5062 | -0.26888 | 0 | 0.47612 | 0.0045477
[94 empty] | 0.046062 | -80.6037 |  |  |  |  | 0.0044842 | 5.1792 | 23.2248 | 0.57037 | 0.54191 | 0.17534 | 0.57595 | -0.29321 | 1.0119 | 1 | 0.98769 | 23.3681 | 23.2248 | 23.0722 | -0.29585 | 0 | 0.47877 | 0.0044262
[26 empty] | Step K: | Calculate final torque constant and Friction constant for the user's controller power selection (see cell A251) | [66 empty] | 0.046749 | -83.2081 |  |  |  |  | 0.004363 | 5.223 | 22.7881 | 0.55907 | 0.53819 | 0.19104 | 0.55503 | -0.28426 | 1.0122 | 1 | 0.98732 | 22.9445 | 22.7881 | 22.6224 | -0.32208 | 0 | 0.48097 | 0.0043047
[27 empty] | torque constant | 0.010422 | N*m/amp | [64 empty] | 0.047437 | -85.8512 |  |  |  |  | 0.0042418 | 5.2656 | 22.3357 | 0.5479 | 0.53452 | 0.20656 | 0.53435 | -0.27542 | 1.0126 | 1 | 0.98694 | 22.5049 | 22.3357 | 22.1573 | -0.34757 | 0 | 0.48281 | 0.0041833
[27 empty] | friction constant | 9.4706e-08 | N*m*s/r | [64 empty] | 0.048124 | -88.5329 |  |  |  |  | 0.0041206 | 5.3069 | 21.868 | 0.53686 | 0.53088 | 0.22191 | 0.51389 | -0.26668 | 1.013 | 1 | 0.98653 | 22.0497 | 21.868 | 21.6773 | -0.37231 | 0 | 0.48439 | 0.0040619
[94 empty] | 0.048812 | -91.2531 |  |  |  |  | 0.0039995 | 5.3471 | 21.3854 | 0.52592 | 0.52728 | 0.2371 | 0.49364 | -0.25802 | 1.0134 | 1 | 0.9861 | 21.5792 | 21.3854 | 21.1829 | -0.39631 | 0 | 0.48575 | 0.0039406
[26 empty] | Step L: | Estimate motor inertia from start-up time and torques |  |  |  |  | A proper solution of the ODE: | [61 empty] | 0.049499 | -94.0119 |  |  |  |  | 0.0038783 | 5.3861 | 20.8885 | 0.51508 | 0.52371 | 0.25217 | 0.47355 | -0.24944 | 1.0138 | 1 | 0.98565 | 21.094 | 20.8885 | 20.6744 | -0.41957 | 0 | 0.48694 | 0.0038192
[27 empty] | T N=0 | 0.035436 | N*m |  |  |  | N' = Kt*V/R/II + N*(-Kf - Kt^2/R)/II + N^2*(-Ki/II) | [60 empty] | 0.050187 | -96.8093 |  |  |  |  | 0.0037571 | 5.4238 | 20.3777 | 0.50432 | 0.52017 | 0.26713 | 0.45362 | -0.24092 | 1.0143 | 1 | 0.98516 | 20.5944 | 20.3777 | 20.1524 | -0.44207 | 0 | 0.48799 | 0.0036979
[27 empty] | T N1 | 0.012495 | N*m |  |  |  | runs into a problem with sqrt of negative numbers, so we just estimate | [60 empty] | 0.050874 | -99.6453 |  |  |  |  | 0.0036359 | 5.4604 | 19.8533 | 0.49362 | 0.51665 | 0.28199 | 0.43381 | -0.23245 | 1.0148 | 1 | 0.98464 | 20.081 | 19.8533 | 19.6172 | -0.46384 | 0 | 0.48892 | 0.0035766
[27 empty] | T avg | 0.023965 | N*m |  |  |  | assuming an average torque | [60 empty] | 0.051562 | -102.5199 |  |  |  |  | 0.0035147 | 5.4958 | 19.3159 | 0.48298 | 0.51315 | 0.29677 | 0.4141 | -0.22403 | 1.0153 | 1 | 0.98409 | 19.5541 | 19.3159 | 19.0692 | -0.48485 | 0 | 0.48976 | 0.0034553
[27 empty] | II | 2.6006e-05 | kg*m2 | [64 empty] | 0.052249 | -105.433 |  |  |  |  | 0.0033935 | 5.53 | 18.7658 | 0.47238 | 0.50966 | 0.31151 | 0.39447 | -0.21563 | 1.0159 | 1 | 0.98349 | 19.0142 | 18.7658 | 18.509 | -0.50513 | 0 | 0.49052 | 0.003334
[94 empty] | 0.052937 | -108.3848 |  |  |  |  | 0.0032723 | 5.5629 | 18.2035 | 0.4618 | 0.50618 | 0.3262 | 0.37488 | -0.20726 | 1.0165 | 1 | 0.98285 | 18.4617 | 18.2035 | 17.937 | -0.52465 | 0 | 0.49121 | 0.0032127
[26 empty] | Step M: | Calculate dead-head power | [66 empty] | 0.053624 | -111.3751 |  |  |  |  | 0.0031511 | 5.5947 | 17.6294 | 0.45124 | 0.5027 | 0.34088 | 0.35532 | -0.1989 | 1.0171 | 1 | 0.98216 | 17.897 | 17.6294 | 17.3535 | -0.54343 | 0 | 0.49184 | 0.0030915
[27 empty] | N Q=0 | 4607.6692 | r/s | [64 empty] | 0.054312 | -114.404 |  |  |  |  | 0.0030299 | 5.6253 | 17.044 | 0.44067 | 0.49922 | 0.35557 | 0.33574 | -0.19053 | 1.0178 | 1 | 0.98142 | 17.3206 | 17.044 | 16.7591 | -0.56147 | 0 | 0.49242 | 0.0029702
[27 empty] | V Q=0 | 66.0856 | v | [64 empty] | 0.054999 | -117.4715 |  |  |  |  | 0.0029087 | 5.6547 | 16.4477 | 0.43008 | 0.49574 | 0.37028 | 0.31614 | -0.18215 | 1.0186 | 1 | 0.98061 | 16.7329 | 16.4477 | 16.1541 | -0.57875 | 0 | 0.49296 | 0.0028489
[27 empty] | P Q=0 | 49.7316 | W | [64 empty] | 0.055687 | -120.5776 |  |  |  |  | 0.0027875 | 5.6828 | 15.8409 | 0.41946 | 0.49224 | 0.38504 | 0.29646 | -0.17374 | 1.0194 | 1 | 0.97973 | 16.1344 | 15.8409 | 15.5391 | -0.59529 | 0 | 0.49345 | 0.0027277
[27 empty] | I Q=0 | 0.40106 | amp | [64 empty] | 0.056374 | -123.7222 |  |  |  |  | 0.0026663 | 5.7098 | 15.2241 | 0.40879 | 0.48873 | 0.39987 | 0.27669 | -0.16529 | 1.0203 | 1 | 0.97877 | 15.5254 | 15.2241 | 14.9143 | -0.61109 | 0 | 0.49392 | 0.0026064
[94 empty] | 0.057062 | -126.9055 |  |  |  |  | 0.0025451 | 5.7356 | 14.5977 | 0.39804 | 0.48519 | 0.4148 | 0.25679 | -0.15678 | 1.0213 | 1 | 0.97772 | 14.9064 | 14.5977 | 14.2803 | -0.62614 | 0 | 0.49436 | 0.0024852
[94 empty] | 0.057749 | -130.1273 |  |  |  |  | 0.0024239 | 5.7602 | 13.9622 | 0.38721 | 0.48162 | 0.42986 | 0.23672 | -0.1482 | 1.0224 | 1 | 0.97656 | 14.2779 | 13.9622 | 13.6375 | -0.64043 | 0 | 0.49477 | 0.0023639
[94 empty] | 0.058437 | -133.3877 |  |  |  |  | 0.0023027 | 5.7836 | 13.3179 | 0.37626 | 0.47802 | 0.44508 | 0.21644 | -0.13954 | 1.0236 | 1 | 0.97528 | 13.6403 | 13.3179 | 12.9863 | -0.65399 | 0 | 0.49515 | 0.0022427
[94 empty] | 0.059124 | -136.6867 |  |  |  |  | 0.0021815 | 5.8057 | 12.6654 | 0.36517 | 0.47437 | 0.46048 | 0.19591 | -0.13076 | 1.0249 | 1 | 0.97386 | 12.994 | 12.6654 | 12.3272 | -0.66679 | 0 | 0.49552 | 0.0021215
[94 empty] | 0.059812 | -140.0243 |  |  |  |  | 0.0020603 | 5.8267 | 12.005 | 0.35392 | 0.47067 | 0.47611 | 0.17508 | -0.12186 | 1.0264 | 1 | 0.97227 | 12.3394 | 12.005 | 11.6605 | -0.67885 | 0 | 0.49587 | 0.0020002
[94 empty] | 0.060499 | -143.4005 |  |  |  |  | 0.0019391 | 5.8465 | 11.3371 | 0.34248 | 0.4669 | 0.49201 | 0.15389 | -0.1128 | 1.0281 | 1 | 0.97047 | 11.677 | 11.3371 | 10.9868 | -0.69016 | 0 | 0.4962 | 0.001879
[94 empty] | 0.061187 | -146.8152 |  |  |  |  | 0.0018179 | 5.8651 | 10.6624 | 0.33082 | 0.46306 | 0.50821 | 0.13229 | -0.10357 | 1.03 | 1 | 0.96843 | 11.0071 | 10.6624 | 10.3064 | -0.70072 | 0 | 0.49652 | 0.0017578
[94 empty] | 0.061874 | -150.2686 |  |  |  |  | 0.0016967 | 5.8825 | 9.981 | 0.31889 | 0.45914 | 0.52479 | 0.1102 | -0.094124 | 1.0321 | 1 | 0.9661 | 10.3303 | 9.981 | 9.6197 | -0.71054 | 0 | 0.49683 | 0.0016365
[94 empty] | 0.062562 | -153.7605 |  |  |  |  | 0.0015755 | 5.8987 | 9.2936 | 0.30666 | 0.45511 | 0.54179 | 0.087545 | -0.08444 | 1.0346 | 1 | 0.9634 | 9.6469 | 9.2936 | 8.9273 | -0.71962 | 0 | 0.49712 | 0.0015153
[94 empty] | 0.063249 | -157.291 |  |  |  |  | 0.0014543 | 5.9137 | 8.6005 | 0.29407 | 0.45096 | 0.55928 | 0.064226 | -0.074472 | 1.0375 | 1 | 0.96024 | 8.9573 | 8.6005 | 8.2294 | -0.72796 | 0 | 0.4974 | 0.0013941
[94 empty] | 0.063937 | -160.8601 |  |  |  |  | 0.0013332 | 5.9275 | 7.9022 | 0.28106 | 0.44668 | 0.57736 | 0.040129 | -0.064172 | 1.041 | 1 | 0.95651 | 8.262 | 7.9022 | 7.5264 | -0.73557 | 0 | 0.49767 | 0.0012728
[94 empty] | 0.064624 | -164.4678 |  |  |  |  | 0.001212 | 5.94 | 7.1991 | 0.26755 | 0.44224 | 0.59613 | 0.015115 | -0.05348 | 1.0451 | 1 | 0.95201 | 7.5613 | 7.1991 | 6.8188 | -0.74245 | 0 | 0.49793 | 0.0011516
[94 empty] | 0.065312 | -168.1141 |  |  |  |  | 0.0010908 | 5.9514 | 6.4916 | 0.25346 | 0.4376 | 0.61571 | -0.010989 | -0.042322 | 1.0501 | 1 | 0.94649 | 6.8556 | 6.4916 | 6.107 | -0.74863 | 0 | 0.49817 | 0.0010304
[94 empty] | 0.065999 | -171.7989 |  |  |  |  | 0.00096956 | 5.9616 | 5.7802 | 0.23866 | 0.43272 | 0.63628 | -0.038404 | -0.030604 | 1.0564 | 1 | 0.93957 | 6.1452 | 5.7802 | 5.3911 | -0.75413 | 0 | 0.49839 | 0.00090916
[94 empty] | 0.066687 | -175.5224 |  |  |  |  | 0.00084837 | 5.9706 | 5.0653 | 0.22299 | 0.42757 | 0.65805 | -0.067419 | -0.018201 | 1.0644 | 1 | 0.93062 | 5.4305 | 5.0653 | 4.6715 | -0.759 | 0 | 0.49858 | 0.00078794
[94 empty] | 0.067374 | -179.2844 |  |  |  |  | 0.00072717 | 5.9784 | 4.3473 | 0.20625 | 0.42206 | 0.68132 | -0.098429 | -0.0049461 | 1.0751 | 1 | 0.91861 | 4.7115 | 4.3473 | 3.9481 | -0.76332 | 0 | 0.49819 | 0.0006668
[94 empty] | 0.068062 | -183.085 |  |  |  |  | 0.00060598 | 5.985 | 3.6268 | 0.2 | 0.42 | 0.69 | -0.11 | 0 | 1.0896 | 1 | 0.9016 | 3.9899 | 3.6268 | 3.221 | -0.76887 | 0 | 0.49757 | 0.00054568
[94 empty] | 0.068749 | -186.9242 |  |  |  |  | 0.00048478 | 5.9904 | 2.904 | 0.2 | 0.42 | 0.69 | -0.11 | 0 | 1.1106 | 1 | 0.87563 | 3.2655 | 2.904 | 2.4891 | -0.77639 | 0 | 0.49618 | 0.00042465
[94 empty] | 0.069437 | -190.802 |  |  |  |  | 0.00036359 | 5.9946 | 2.1796 | 0.2 | 0.42 | 0.69 | -0.11 | 0 | 1.1444 | 1 | 0.83111 | 2.5375 | 2.1796 | 1.7492 | -0.78833 | 0 | 0.49042 | 0.00030415
[94 empty] | 0.070124 | -194.7183 |  |  |  |  | 0.00024239 | 5.9976 | 1.4538 | 0.2 | 0.42 | 0.69 | -0.11 | 0 | 1.2075 | 1 | 0.7375 | 1.805 | 1.4538 | 0.9859 | -0.81912 | 0 | 0.43384 | 0.00018981
[94 empty] | 0.070812 | -198.6733 |  |  |  |  | 0.0001212 | 5.9994 | 0.7271 | 0.2 | 0.42 | 0.69 | -0.11 | 0 | 1.36 | 1 | 0.42 | 1.0689 | 0.7271 | 0 | -1.0689 | 0 | 1 | 0
[94 empty] | 0.071499 | -202.6668
[94 empty] | 0.072187 | -206.6989
[94 empty] | 0.072874 | -210.7696
[94 empty] | 0.073562 | -214.8789
[94 empty] | 0.074249 | -219.0268
[94 empty] | 0.074937 | -223.2132
[94 empty] | 0.075624 | -227.4383
[94 empty] | 0.076312 | -231.7019
[94 empty] | 0.076999 | -236.0041
[94 empty] | 0.077687 | -240.3449
[94 empty] | 0.078374 | -244.7243
[94 empty] | 0.079062 | -249.1422
[94 empty] | 0.079749 | -253.5988
[94 empty] | 0.080437 | -258.0939
[94 empty] | 0.081124 | -262.6276
[94 empty] | 0.081812 | -267.1999
[94 empty] | 0.082499 | -271.8108
[94 empty] | 0.083186 | -276.4603
[94 empty] | 0.083874 | -281.1484
[94 empty] | 0.084561 | -285.875
[94 empty] | 0.085249 | -290.6402
[94 empty] | 0.085936 | -295.444
Step J: | Iterate over range of controller power and find suggested min & max | [92 empty] | 0.086624 | -300.2864
|  |  |  | Initial Kt guess: | [89 empty] | 0.087311 | -305.1674
|  |  |  | P - Pc = V*(V - Kt*N)/R | [89 empty] | 0.087999 | -310.087
|  |  |  | use Pc max, Vmax, N1 | [89 empty] | 0.088686 | -315.0451
|  |  |  | (P - Pc)*R/V = V - Kt*N | [89 empty] | 0.089374 | -320.0419
|  |  |  | Kt_initial = (Vmax - (P1 - Pc_max)*R/Vmax)/N1 | [89 empty] | 0.090061 | -325.0772
[90 empty] | Estimate max speed: |  |  |  | 0.090749 | -330.1511
[7 empty] | Solution for V: | [82 empty] | Tmax = Kt*(Vmax - Kt*Nmax)/R = Kf*Nmax + Ki*Nmax^2 |  |  |  | 0.091436 | -335.2636
For each Pc: | [6 empty] | (P-Pc)*R = (V - Kt*N)*V | [82 empty] | Kt*Vmax/R - Kt^2*Nmax/R = Kf*Nmax + Ki*Nmax^2 |  |  |  | 0.092124 | -340.4147
start with initial Kt guess | [6 empty] | V^2 - V*Kt*N - (P-Pc)*R = 0 | [82 empty] | Kt*Vmax/R = Kf*Nmax + Kt^2*Nmax/R + Ki*Nmax^2 |  |  |  | 0.092811 | -345.6043
find V1 & V2 from: |  | V = (Kt*N + sqrt(Kt^2*N^2 - 4*R*(Pc-P)))/2 |  |  |  |  | quadratic: | a | 1 | [6 empty] | predict Kt where these will cross | [73 empty] | Nmax^2*Ki + Nmax*(Kf + Kt^2/R) - Kt*Vmax/R = 0 |  |  |  | 0.093499 | -350.8326
find Kf1 & Kf2 from: |  | Pm*Kt/V/N^2 - Ki*N = Kf | [5 empty] | b | -Kt*N | [6 empty] | Kf1+dKf1/dKt*iter = Kf2+dKf2/dKt*iter | [73 empty] | quadratic: | a | Ki |  | 0.094186 | -356.0994
predict new Kt where Kf1 = Kf2 | [7 empty] | c | (Pc-P)*R | [6 empty] | (dKf1/dKt - dKf2/dKt)*iter = Kf2 - Kf1 | [74 empty] | b | Kf + Kt^2/R |  | 0.094874 | -361.4048
iterate Kt until converge | [6 empty] | V = (Kt*N + sqrt(Kt^2*N^2 - 4*R*(Pc-P)))/2 | [8 empty] | iter = (Kf2 - Kf1) / (dKf1/dKt - dKf2/dKt) | [74 empty] | c | -Kt*Vmax/R |  | 0.095561 | -366.7488
|  |  |  | iteration 1 | [16 empty] | iteration 2 | [16 empty] | iteration 3 | [16 empty] | iteration 4 | [16 empty] | iteration 5 | [21 empty] | 0.096249 | -372.1314
Pc/Pc max | Pc | quad c1 | quad c2 | Kt | quad b1 | quad b2 | V1 | V2 | Kf1 | Kf2 | Kt + delta | quad b1 | quad b2 | V1 | V2 | Kf1 | Kf2 | dKf1/dKt | dKf2/dKt | iter | Kt | quad b1 | quad b2 | V1 | V2 | Kf1 | Kf2 | Kt + delta | quad b1 | quad b2 | V1 | V2 | Kf1 | Kf2 | dKf1/dKt | dKf2/dKt | iter | Kt | quad b1 | quad b2 | V1 | V2 | Kf1 | Kf2 | Kt + delta | quad b1 | quad b2 | V1 | V2 | Kf1 | Kf2 | dKf1/dKt | dKf2/dKt | iter | Kt | quad b1 | quad b2 | V1 | V2 | Kf1 | Kf2 | Kt + delta | quad b1 | quad b2 | V1 | V2 | Kf1 | Kf2 | dKf1/dKt | dKf2/dKt | iter | Kt | quad b1 | quad b2 | V1 | V2 | Kf1 | Kf2 | Kt + delta | quad b1 | quad b2 | V1 | V2 | Kf1 | Kf2 | dKf1/dKt | dKf2/dKt | iter | valid solution? | Nmax b | Nmax c | Nmax (r/s) | Nmax (rpm) | 0.096936 | -377.5526
0 | 0 | -3209.4118 | -1356.7059 | 0.02285 | -105.2869 | -71.7865 | 129.9787 | 87.3231 | 1.4517e-06 | 1.7991e-06 | 0.022873 | -105.3921 | -71.8583 | 130.0672 | 87.3841 | 1.4528e-06 | 1.8001e-06 | 4.6872e-05 | 4.0926e-05 | 0.058425 | 0.081276 | -374.4909 | -255.3347 | 382.8733 | 260.5419 | 2.1484e-06 | 2.3944e-06 | 0.081357 | -374.8654 | -255.59 | 383.2398 | 260.7923 | 2.1486e-06 | 2.3945e-06 | 2.1344e-06 | 1.7785e-06 | 0.69133 | 0.77261 | -3559.9091 | -2427.2108 | 3560.8104 | 2427.7696 | 2.2381e-06 | 2.4689e-06 | 0.77338 | -3563.469 | -2429.638 | 3564.3694 | 2430.1962 | 2.2381e-06 | 2.4689e-06 | 2.7105e-09 | 2.2415e-09 | 492.0194 | 492.792 | -2270622.4177 | -1548151.6484 | 2270622.4191 | 1548151.6493 | 2.2391e-06 | 2.4697e-06 | 493.2848 | -2272893.0401 | -1549699.8001 | 2272893.0415 | 1549699.801 | 2.2391e-06 | 2.4697e-06 | 1.0456e-17 | 8.6475e-18 | 127519560964.3274 | 127519561457.1194 | -5.8757e+14 | -4.0061e+14 | 5.8757e+14 | 4.0061e+14 | 2.2391e-06 | 2.4697e-06 | 127647081018.5765 | -5.8816e+14 | -401015131980141 | 5.8816e+14 | 401015131980141 | 2.2391e-06 | 2.4697e-06 | -6.6424e-30 | -6.6424e-30 | 0 |  | 4.4587e+20 | -433566508954.2059 | 0 | 0 | 0.097624 | -383.0123
0.01 | 0.24375 | -3200.522 | -1347.8161 | 0.02285 | -105.2869 | -71.7865 | 129.9212 | 87.2366 | 1.4439e-06 | 1.7819e-06 | 0.022873 | -105.3921 | -71.8583 | 130.0097 | 87.2976 | 1.445e-06 | 1.7828e-06 | 4.6688e-05 | 4.0539e-05 | 0.054963 | 0.077813 | -358.536 | -244.4564 | 367.2508 | 249.8509 | 2.1296e-06 | 2.3642e-06 | 0.077891 | -358.8946 | -244.7008 | 367.6011 | 250.0902 | 2.1298e-06 | 2.3643e-06 | 2.4008e-06 | 1.9873e-06 | 0.56733 | 0.64514 | -2972.6037 | -2026.7752 | 2973.68 | 2027.44 | 2.2262e-06 | 2.4438e-06 | 0.64579 | -2975.5763 | -2028.802 | 2976.6515 | 2029.4661 | 2.2262e-06 | 2.4438e-06 | 4.6276e-09 | 3.7981e-09 | 262.3524 | 262.9975 | -1211805.4832 | -826231.0113 | 1211805.4858 | 826231.0129 | 2.2277e-06 | 2.445e-06 | 263.2605 | -1213017.2887 | -827057.2423 | 1213017.2913 | 827057.2439 | 2.2277e-06 | 2.445e-06 | 6.8407e-17 | 5.6133e-17 | 17709559884.4217 | 17709560147.4192 | -8.16e+13 | -5.5636e+13 | 8.16e+13 | 5.5636e+13 | 2.2277e-06 | 2.445e-06 | 17727269707.5666 | -8.1681e+13 | -5.5692e+13 | 8.1681e+13 | 5.5692e+13 | 2.2277e-06 | 2.445e-06 | -4.7829e-29 | 4.7829e-29 | -2.2723e+21 |  | 8.5995e+18 | -60212504501.2253 | 0 | 0 | 0.098311 | -388.5107
0.02 | 0.48751 | -3191.6321 | -1338.9263 | 0.02285 | -105.2869 | -71.7865 | 129.8636 | 87.15 | 1.4361e-06 | 1.7646e-06 | 0.022873 | -105.3921 | -71.8583 | 129.9522 | 87.211 | 1.4372e-06 | 1.7655e-06 | 4.6505e-05 | 4.0154e-05 | 0.051722 | 0.074572 | -343.6025 | -234.2744 | 352.6528 | 239.8566 | 2.1104e-06 | 2.3338e-06 | 0.074646 | -343.9461 | -234.5087 | 352.9879 | 240.0856 | 2.1106e-06 | 2.3339e-06 | 2.6914e-06 | 2.2131e-06 | 0.46697 | 0.54154 | -2495.2406 | -1701.3004 | 2496.5191 | 1702.0871 | 2.2141e-06 | 2.4186e-06 | 0.54208 | -2497.7359 | -1703.0017 | 2499.013 | 1703.7876 | 2.2141e-06 | 2.4186e-06 | 7.776e-09 | 6.3337e-09 | 141.8164 | 142.3579 | -655938.2516 | -447230.6261 | 655938.2565 | 447230.6291 | 2.2162e-06 | 2.4203e-06 | 142.5003 | -656594.1898 | -447677.8567 | 656594.1947 | 447677.8597 | 2.2162e-06 | 2.4203e-06 | 4.2894e-16 | 3.493e-16 | 2563590011.9417 | 2563590154.2996 | -1.1812e+13 | -8.0538e+12 | 1.1812e+13 | 8.0538e+12 | 2.2162e-06 | 2.4203e-06 | 2566153744.4539 | -1.1824e+13 | -8.0618e+12 | 1.1824e+13 | 8.0618e+12 | 2.2162e-06 | 2.4203e-06 | 0 | 0 | 0 |  | 1.802e+17 | -8716206524.6187 | 0 | 0 | 0.098999 | -394.0476
0.03 | 0.73126 | -3182.7423 | -1330.0364 | 0.02285 | -105.2869 | -71.7865 | 129.8061 | 87.0632 | 1.4283e-06 | 1.7473e-06 | 0.022873 | -105.3921 | -71.8583 | 129.8946 | 87.1242 | 1.4293e-06 | 1.7482e-06 | 4.6322e-05 | 3.9769e-05 | 0.048681 | 0.071531 | -329.5924 | -224.7221 | 338.9816 | 230.4925 | 2.0909e-06 | 2.3031e-06 | 0.071603 | -329.922 | -224.9468 | 339.3023 | 230.7118 | 2.0911e-06 | 2.3033e-06 | 3.0075e-06 | 2.4567e-06 | 0.38536 | 0.45689 | -2105.2106 | -1435.3708 | 2106.7213 | 1436.2969 | 2.2018e-06 | 2.3933e-06 | 0.45735 | -2107.3158 | -1436.8062 | 2108.825 | 1437.7313 | 2.2018e-06 | 2.3933e-06 | 1.2865e-08 | 1.0399e-08 | 77.6488 | 78.1057 | -359885.1873 | -245376.2641 | 359885.1962 | 245376.2695 | 2.2047e-06 | 2.3956e-06 | 78.1838 | -360245.0725 | -245621.6404 | 360245.0814 | 245621.6458 | 2.2047e-06 | 2.3956e-06 | 2.5826e-15 | 2.087e-15 | 385200343.6216 | 385200421.7273 | -1.7749e+12 | -1.2101e+12 | 1.7749e+12 | 1.2101e+12 | 2.2047e-06 | 2.3956e-06 | 385585622.1491 | -1.7767e+12 | -1.2114e+12 | 1.7767e+12 | 1.2114e+12 | 2.2047e-06 | 2.3956e-06 | 0 | 0 | 0 |  | 4.0685e+15 | -1309681433.8729 | 0 | 0 | 0.099686 | -399.6231
0.04 | 0.97501 | -3173.8525 | -1321.1466 | 0.02285 | -105.2869 | -71.7865 | 129.7484 | 86.9762 | 1.4204e-06 | 1.7299e-06 | 0.022873 | -105.3921 | -71.8583 | 129.837 | 87.0374 | 1.4215e-06 | 1.7308e-06 | 4.6139e-05 | 3.9384e-05 | 0.045822 | 0.068672 | -316.4201 | -215.741 | 326.1513 | 221.7001 | 2.0709e-06 | 2.2723e-06 | 0.068741 | -316.7365 | -215.9567 | 326.4586 | 221.9102 | 2.0712e-06 | 2.2725e-06 | 3.3508e-06 | 2.719e-06 | 0.31872 | 0.38739 | -1784.9799 | -1217.0318 | 1786.7563 | 1218.1164 | 2.1891e-06 | 2.3677e-06 | 0.38778 | -1786.7649 | -1218.2488 | 1788.5395 | 1219.3323 | 2.1892e-06 | 2.3677e-06 | 2.0965e-08 | 1.6817e-08 | 43.0307 | 43.4181 | -200056.2679 | -136402.0009 | 200056.2838 | 136402.0106 | 2.1932e-06 | 2.3709e-06 | 43.4615 | -200256.3242 | -136538.4029 | 200256.3401 | 136538.4125 | 2.1932e-06 | 2.3709e-06 | 1.4951e-14 | 1.1987e-14 | 59966794.9471 | 59966838.3652 | -276307355671.6178 | -188391378867.0122 | 276307355671.6178 | 188391378867.0122 | 2.1932e-06 | 2.3709e-06 | 60026805.2035 | -276583663027.2894 | -188579770245.8792 | 276583663027.2894 | 188579770245.8792 | 2.1932e-06 | 2.3709e-06 | -2.825e-26 | 0 | -6.2909e+18 |  | 9.8601e+13 | -203887250.4416 | 0 | 0 | 0.10037 | -405.2372
0.05 | 1.2188 | -3164.9627 | -1312.2568 | 0.02285 | -105.2869 | -71.7865 | 129.6908 | 86.8891 | 1.4126e-06 | 1.7126e-06 | 0.022873 | -105.3921 | -71.8583 | 129.7794 | 86.9503 | 1.4136e-06 | 1.7135e-06 | 4.5956e-05 | 3.9e-05 | 0.043129 | 0.065979 | -304.0099 | -207.2795 | 314.0866 | 213.428 | 2.0506e-06 | 2.2412e-06 | 0.066045 | -304.3139 | -207.4868 | 314.3812 | 213.6294 | 2.0508e-06 | 2.2414e-06 | 3.7229e-06 | 3.0011e-06 | 0.26409 | 0.33007 | -1520.8548 | -1036.9464 | 1522.933 | 1038.2104 | 2.1762e-06 | 2.3418e-06 | 0.3304 | -1522.3756 | -1037.9834 | 1524.4518 | 1039.2461 | 2.1762e-06 | 2.3418e-06 | 3.3656e-08 | 2.6788e-08 | 24.1191 | 24.4491 | -112653.5427 | -76809.2336 | 112653.5708 | 76809.2507 | 2.1817e-06 | 2.3462e-06 | 24.4736 | -112766.1962 | -76886.0429 | 112766.2243 | 76886.0599 | 2.1817e-06 | 2.3462e-06 | 8.3264e-14 | 6.6234e-14 | 9659841.0173 | 9659865.4664 | -44509464829.7862 | -30347362383.9451 | 44509464829.7862 | 30347362383.9451 | 2.1817e-06 | 2.3462e-06 | 9669525.3319 | -44553974294.6159 | -30377709746.3291 | 44553974294.6159 | 30377709746.3291 | 2.1817e-06 | 2.3462e-06 | 0 | 8.7686e-26 | -1.8761e+18 |  | 2.5586e+12 | -32843542.5858 | 0 | 0 | 0.10106 | -410.8899
0.06 | 1.4625 | -3156.0729 | -1303.367 | 0.02285 | -105.2869 | -71.7865 | 129.6331 | 86.8019 | 1.4047e-06 | 1.6952e-06 | 0.022873 | -105.3921 | -71.8583 | 129.7217 | 86.8631 | 1.4058e-06 | 1.6961e-06 | 4.5773e-05 | 3.8617e-05 | 0.040586 | 0.063437 | -292.2951 | -199.2921 | 302.7208 | 205.6305 | 2.0299e-06 | 2.2099e-06 | 0.0635 | -292.5874 | -199.4914 | 303.0034 | 205.8238 | 2.0301e-06 | 2.2101e-06 | 4.1255e-06 | 3.3039e-06 | 0.21915 | 0.28259 | -1302.0687 | -887.7741 | 1304.4881 | 889.2398 | 2.1627e-06 | 2.3156e-06 | 0.28287 | -1303.3708 | -888.6619 | 1305.7878 | 890.1261 | 2.1627e-06 | 2.3156e-06 | 5.3226e-08 | 4.2039e-08 | 13.6651 | 13.9476 | -64266.123 | -43817.8111 | 64266.1721 | 43817.8408 | 2.1703e-06 | 2.3215e-06 | 13.9616 | -64330.3891 | -43861.6289 | 64330.4381 | 43861.6586 | 2.1703e-06 | 2.3215e-06 | 4.4597e-13 | 3.5194e-13 | 1608978.9196 | 1608992.8673 | -7413706918.2415 | -5054800171.5283 | 7413706918.2415 | 5054800171.5283 | 2.1703e-06 | 2.3215e-06 | 1610601.8601 | -7421120625.1598 | -5059854971.6998 | 7421120625.1598 | 5059854971.6998 | 2.1703e-06 | 2.3215e-06 | 0 | 0 | 0 |  | 70984817416.6748 | -5470575.7488 | 0 | 0 | 0.10175 | -416.5811
0.07 | 1.7063 | -3147.1831 | -1294.4772 | 0.02285 | -105.2869 | -71.7865 | 129.5753 | 86.7145 | 1.3969e-06 | 1.6777e-06 | 0.022873 | -105.3921 | -71.8583 | 129.664 | 86.7758 | 1.3979e-06 | 1.6786e-06 | 4.559e-05 | 3.8234e-05 | 0.038182 | 0.061032 | -281.2165 | -191.7385 | 291.9947 | 198.2674 | 2.0087e-06 | 2.1784e-06 | 0.061093 | -281.4977 | -191.9302 | 292.2659 | 198.4531 | 2.009e-06 | 2.1786e-06 | 4.5603e-06 | 3.6283e-06 | 0.18206 | 0.2431 | -1120.1043 | -763.7075 | 1122.907 | 765.3987 | 2.1486e-06 | 2.2889e-06 | 0.24334 | -1121.2244 | -764.4712 | 1124.0243 | 766.1608 | 2.1487e-06 | 2.2889e-06 | 8.2926e-08 | 6.4992e-08 | 7.8214 | 8.0645 | -37158.4568 | -25335.3114 | 37158.5415 | 25335.3625 | 2.1588e-06 | 2.2968e-06 | 8.0725 | -37195.6152 | -25360.6467 | 37195.6998 | 25360.6978 | 2.1588e-06 | 2.2968e-06 | 2.2942e-12 | 1.7959e-12 | 277140.3606 | 277148.4251 | -1277008268.9673 | -870687456.114 | 1277008268.9673 | 870687456.114 | 2.1588e-06 | 2.2969e-06 | 277425.5735 | -1278285277.2362 | -871558143.5701 | 1278285277.2362 | 871558143.5702 | 2.1588e-06 | 2.2969e-06 | 3.0562e-24 | 3.0562e-24 | 0 |  | 2106114905.9673 | -942304.6452 | 0 | 0 | 0.10244 | -422.311
0.08 | 1.95 | -3138.2933 | -1285.5874 | 0.02285 | -105.2869 | -71.7865 | 129.5175 | 86.627 | 1.389e-06 | 1.6603e-06 | 0.022873 | -105.3921 | -71.8583 | 129.6062 | 86.6883 | 1.3901e-06 | 1.6612e-06 | 4.5407e-05 | 3.7852e-05 | 0.035904 | 0.058754 | -270.7212 | -184.5827 | 281.8556 | 191.3028 | 1.9872e-06 | 2.1467e-06 | 0.058813 | -270.9919 | -184.7672 | 282.1161 | 191.4811 | 1.9875e-06 | 2.1469e-06 | 5.0292e-06 | 3.9755e-06 | 0.15137 | 0.21012 | -968.1841 | -660.1255 | 971.4147 | 662.0673 | 2.1338e-06 | 2.2617e-06 | 0.21033 | -969.1523 | -660.7857 | 972.3797 | 662.7255 | 2.1338e-06 | 2.2617e-06 | 1.2726e-07 | 9.8973e-08 | 4.5201 | 4.7302 | -21795.1718 | -14860.3444 | 21795.3158 | 14860.4309 | 2.1473e-06 | 2.2721e-06 | 4.7349 | -21816.9669 | -14875.2047 | 21817.1108 | 14875.2912 | 2.1473e-06 | 2.2721e-06 | 1.1304e-11 | 8.7779e-12 | 49420.321 | 49425.0512 | -227734287.1482 | -155273377.6011 | 227734287.1483 | 155273377.6011 | 2.1473e-06 | 2.2722e-06 | 49474.4762 | -227962021.4354 | -155428650.9787 | 227962021.4354 | 155428650.9787 | 2.1473e-06 | 2.2722e-06 | 1.7138e-23 | 1.7138e-23 | 0 |  | 66980978.3592 | -168045.1739 | 0 | 0 | 0.10312 | -428.0794
0.09 | 2.1938 | -3129.4035 | -1276.6976 | 0.02285 | -105.2869 | -71.7865 | 129.4597 | 86.5393 | 1.3812e-06 | 1.6428e-06 | 0.022873 | -105.3921 | -71.8583 | 129.5484 | 86.6006 | 1.3822e-06 | 1.6437e-06 | 4.5225e-05 | 3.7471e-05 | 0.033743 | 0.056593 | -260.7623 | -177.7925 | 272.2566 | 184.7046 | 1.9652e-06 | 2.1147e-06 | 0.05665 | -261.0231 | -177.9703 | 272.5068 | 184.876 | 1.9655e-06 | 2.115e-06 | 5.5342e-06 | 4.3465e-06 | 0.1259 | 0.1825 | -840.8855 | -573.331 | 844.5907 | 575.5492 | 2.1181e-06 | 2.2338e-06 | 0.18268 | -841.7264 | -573.9043 | 845.4279 | 576.1204 | 2.1181e-06 | 2.2338e-06 | 1.9233e-07 | 1.4844e-07 | 2.6362 | 2.8187 | -12987.4559 | -8855.0836 | 12987.6968 | 8855.2277 | 2.1357e-06 | 2.2474e-06 | 2.8215 | -13000.4434 | -8863.9387 | 13000.6841 | 8864.0827 | 2.1357e-06 | 2.2474e-06 | 5.3122e-11 | 4.0913e-11 | 9145.1015 | 9147.9201 | -42150589.9937 | -28739038.6321 | 42150589.9938 | 28739038.6321 | 2.1358e-06 | 2.2475e-06 | 9157.068 | -42192740.5837 | -28767777.6707 | 42192740.5838 | 28767777.6708 | 2.1358e-06 | 2.2475e-06 | 1.6667e-21 | 1.1111e-21 | 2.0095e+14 |  | 2294573.422 | -31102.9284 | 0 | 0 | 0.10381 | -433.8864
0.1 | 2.4375 | -3120.5136 | -1267.8078 | 0.02285 | -105.2869 | -71.7865 | 129.4018 | 86.4515 | 1.3733e-06 | 1.6253e-06 | 0.022873 | -105.3921 | -71.8583 | 129.4905 | 86.5128 | 1.3743e-06 | 1.6261e-06 | 4.5042e-05 | 3.709e-05 | 0.031689 | 0.054539 | -251.2975 | -171.3392 | 263.1555 | 178.444 | 1.9427e-06 | 2.0825e-06 | 0.054593 | -251.5488 | -171.5105 | 263.396 | 178.6088 | 1.9431e-06 | 2.0828e-06 | 6.0772e-06 | 4.7424e-06 | 0.10473 | 0.15927 | -733.8475 | -500.3506 | 738.0754 | 502.8717 | 2.1013e-06 | 2.2051e-06 | 0.15943 | -734.5814 | -500.8509 | 738.8051 | 503.3696 | 2.1013e-06 | 2.2051e-06 | 2.8618e-07 | 2.1921e-07 | 1.5508 | 1.71 | -7879.2016 | -5372.1829 | 7879.5976 | 5372.4189 | 2.1241e-06 | 2.2226e-06 | 1.7117 | -7887.0808 | -5377.5551 | 7887.4764 | 5377.7908 | 2.1241e-06 | 2.2226e-06 | 2.3652e-10 | 1.8066e-10 | 1762.7506 | 1764.4606 | -8130050.9125 | -5543216.5312 | 8130050.9129 | 5543216.5315 | 2.1243e-06 | 2.2228e-06 | 1766.2251 | -8138180.9634 | -5548759.7478 | 8138180.9638 | 5548759.748 | 2.1243e-06 | 2.2228e-06 | 2.1506e-19 | 1.6418e-19 | 1.9342e+12 |  | 85365.2612 | -5999.1661 | 0 | 0 | 0.1045 | -439.732
0.11 | 2.6813 | -3111.6238 | -1258.9179 | 0.02285 | -105.2869 | -71.7865 | 129.3438 | 86.3635 | 1.3654e-06 | 1.6077e-06 | 0.022873 | -105.3921 | -71.8583 | 129.4326 | 86.4249 | 1.3664e-06 | 1.6086e-06 | 4.486e-05 | 3.671e-05 | 0.029733 | 0.052584 | -242.2888 | -165.1969 | 254.5145 | 172.4952 | 1.9198e-06 | 2.0501e-06 | 0.052636 | -242.5311 | -165.3621 | 254.7457 | 172.6537 | 1.9202e-06 | 2.0504e-06 | 6.6603e-06 | 5.1644e-06 | 0.087085 | 0.13967 | -643.5461 | -438.7814 | 648.3454 | 441.632 | 2.0831e-06 | 2.1755e-06 | 0.13981 | -644.1896 | -439.2202 | 648.9842 | 442.068 | 2.0832e-06 | 2.1755e-06 | 4.191e-07 | 3.1865e-07 | 0.91965 | 1.0593 | -4881.0098 | -3327.9612 | 4881.6472 | 3328.3395 | 2.1123e-06 | 2.1977e-06 | 1.0604 | -4885.8908 | -3331.2892 | 4886.5276 | 3331.667 | 2.1123e-06 | 2.1977e-06 | 9.8895e-10 | 7.4912e-10 | 355.807 | 356.8663 | -1644321.8469 | -1121128.532 | 1644321.8488 | 1121128.5331 | 2.1129e-06 | 2.1981e-06 | 357.2232 | -1645966.1688 | -1122249.6605 | 1645966.1707 | 1122249.6617 | 2.1129e-06 | 2.1981e-06 | 2.5881e-17 | 1.9603e-17 | 13572270387.0282 |  | 3491.9523 | -1213.3454 | 0 | 0 | 0.10519 | -445.6162
0.12 | 2.925 | -3102.734 | -1250.0281 | 0.02285 | -105.2869 | -71.7865 | 129.2859 | 86.2753 | 1.3575e-06 | 1.5902e-06 | 0.022873 | -105.3921 | -71.8583 | 129.3747 | 86.3368 | 1.3586e-06 | 1.591e-06 | 4.4678e-05 | 3.6331e-05 | 0.02787 | 0.05072 | -233.702 | -159.3423 | 246.2994 | 166.8349 | 1.8964e-06 | 2.0174e-06 | 0.050771 | -233.9357 | -159.5016 | 246.5218 | 166.9874 | 1.8968e-06 | 2.0177e-06 | 7.2857e-06 | 5.6138e-06 | 0.072362 | 0.12308 | -567.1202 | -386.6729 | 572.5395 | 389.8791 | 2.0634e-06 | 2.1448e-06 | 0.1232 | -567.6874 | -387.0596 | 573.1013 | 390.2626 | 2.0635e-06 | 2.1449e-06 | 6.0388e-07 | 4.5582e-07 | 0.5495 | 0.67259 | -3099.0512 | -2112.9895 | 3100.0521 | 2113.5809 | 2.1001e-06 | 2.1724e-06 | 0.67326 | -3102.1503 | -2115.1025 | 3103.1502 | 2115.6933 | 2.1001e-06 | 2.1724e-06 | 3.8388e-09 | 2.8837e-09 | 75.7096 | 76.3821 | -351943.6422 | -239961.5742 | 351943.651 | 239961.5794 | 2.1014e-06 | 2.1734e-06 | 76.4585 | -352295.5858 | -240201.5358 | 352295.5946 | 240201.541 | 2.1014e-06 | 2.1734e-06 | 2.6244e-15 | 1.9711e-15 | 110195165.9176 |  | 159.9709 | -259.6993 | 0 | 0 | 0.10587 | -451.539
0.13 | 3.1688 | -3093.8442 | -1241.1383 | 0.02285 | -105.2869 | -71.7865 | 129.2279 | 86.187 | 1.3496e-06 | 1.5725e-06 | 0.022873 | -105.3921 | -71.8583 | 129.3167 | 86.2485 | 1.3507e-06 | 1.5734e-06 | 4.4496e-05 | 3.5953e-05 | 0.026091 | 0.048942 | -225.5063 | -153.7543 | 238.4795 | 161.4421 | 1.8725e-06 | 1.9845e-06 | 0.04899 | -225.7318 | -153.9081 | 238.6934 | 161.5889 | 1.8729e-06 | 1.9848e-06 | 7.9557e-06 | 6.0919e-06 | 0.060059 | 0.109 | -502.2374 | -342.4346 | 508.3237 | 346.0215 | 2.0421e-06 | 2.1129e-06 | 0.10911 | -502.7396 | -342.777 | 508.82 | 346.3604 | 2.0421e-06 | 2.113e-06 | 8.5582e-07 | 6.4144e-07 | 0.3306 | 0.4396 | -2025.5314 | -1381.0442 | 2027.0577 | 1381.9423 | 2.0869e-06 | 2.1464e-06 | 0.44004 | -2027.557 | -1382.4252 | 2029.0817 | 1383.3224 | 2.0869e-06 | 2.1464e-06 | 1.3647e-08 | 1.0167e-08 | 17.1093 | 17.5489 | -80859.3389 | -55131.3674 | 80859.3772 | 55131.39 | 2.0899e-06 | 2.1487e-06 | 17.5664 | -80940.1982 | -55186.4988 | 80940.2365 | 55186.5213 | 2.0899e-06 | 2.1487e-06 | 2.1516e-13 | 1.6022e-13 | 1069903.2188 |  | 8.4441 | -59.6661 | 0 | 0 | 0.10656 | -457.5004
0.14 | 3.4125 | -3084.9544 | -1232.2485 | 0.02285 | -105.2869 | -71.7865 | 129.1698 | 86.0986 | 1.3417e-06 | 1.5549e-06 | 0.022873 | -105.3921 | -71.8583 | 129.2587 | 86.1601 | 1.3428e-06 | 1.5557e-06 | 4.4314e-05 | 3.5575e-05 | 0.024391 | 0.047242 | -217.6737 | -148.4139 | 231.0269 | 156.2979 | 1.8481e-06 | 1.9513e-06 | 0.047289 | -217.8914 | -148.5623 | 231.2327 | 156.4391 | 1.8485e-06 | 1.9516e-06 | 8.6727e-06 | 6.5998e-06 | 0.049768 | 0.09701 | -446.988 | -304.7645 | 453.7862 | 308.7555 | 2.0187e-06 | 2.0797e-06 | 0.097107 | -447.435 | -305.0693 | 454.2266 | 309.0564 | 2.0188e-06 | 2.0798e-06 | 1.1925e-06 | 8.8773e-07 | 0.20012 | 0.29713 | -1369.0965 | -933.4749 | 1371.3461 | 934.7931 | 2.0719e-06 | 2.1191e-06 | 0.29743 | -1370.4656 | -934.4084 | 1372.713 | 935.7253 | 2.0719e-06 | 2.1192e-06 | 4.3783e-08 | 3.2354e-08 | 4.1357 | 4.4329 | -20425.2605 | -13926.314 | 20425.4115 | 13926.4025 | 2.0784e-06 | 2.1239e-06 | 4.4373 | -20445.6858 | -13940.2403 | 20445.8366 | 13940.3287 | 2.0784e-06 | 2.1239e-06 | 1.3272e-11 | 9.7986e-12 | 13118.4136 |  | 0.5388 | -15.0718 | 0 | 0 | 0.10725 | -463.5003
0.15 | 3.6563 | -3076.0646 | -1223.3587 | 0.02285 | -105.2869 | -71.7865 | 129.1117 | 86.0099 | 1.3338e-06 | 1.5372e-06 | 0.022873 | -105.3921 | -71.8583 | 129.2006 | 86.0716 | 1.3349e-06 | 1.538e-06 | 4.4132e-05 | 3.5198e-05 | 0.022765 | 0.045615 | -210.1787 | -143.3036 | 223.9162 | 151.3848 | 1.8232e-06 | 1.9178e-06 | 0.045661 | -210.3888 | -143.4469 | 224.1143 | 151.5208 | 1.8236e-06 | 1.9182e-06 | 9.439e-06 | 7.1392e-06 | 0.041154 | 0.086769 | -399.8028 | -272.5928 | 407.3541 | 277.0091 | 1.9933e-06 | 2.0451e-06 | 0.086856 | -400.2026 | -272.8654 | 407.7466 | 277.2774 | 1.9934e-06 | 2.0452e-06 | 1.6334e-06 | 1.208e-06 | 0.12178 | 0.20855 | -960.9423 | -655.188 | 964.1328 | 657.0498 | 2.0538e-06 | 2.0896e-06 | 0.20876 | -961.9033 | -655.8431 | 965.0906 | 657.7032 | 2.0538e-06 | 2.0897e-06 | 1.2506e-07 | 9.1701e-08 | 1.075 | 1.2836 | -5914.2846 | -4032.4667 | 5914.8046 | 4032.7701 | 2.0666e-06 | 2.099e-06 | 1.2849 | -5920.1988 | -4036.4992 | 5920.7184 | 4036.8023 | 2.0666e-06 | 2.099e-06 | 5.4336e-10 | 3.977e-10 | 222.6763 |  | 0.045177 | -4.3642 | 0 | 0 | 0.10794 | -469.5388
0.16 | 3.9 | -3067.1748 | -1214.4689 | 0.02285 | -105.2869 | -71.7865 | 129.0535 | 85.9212 | 1.3259e-06 | 1.5195e-06 | 0.022873 | -105.3921 | -71.8583 | 129.1425 | 85.9828 | 1.3269e-06 | 1.5203e-06 | 4.395e-05 | 3.4821e-05 | 0.021206 | 0.044057 | -202.9981 | -138.4078 | 217.1245 | 146.6871 | 1.7977e-06 | 1.8841e-06 | 0.044101 | -203.2011 | -138.5462 | 217.3151 | 146.8181 | 1.7982e-06 | 1.8845e-06 | 1.0257e-05 | 7.7113e-06 | 0.033941 | 0.077998 | -359.3875 | -245.0369 | 367.7283 | 249.8968 | 1.9656e-06 | 2.009e-06 | 0.078076 | -359.7469 | -245.282 | 368.0798 | 250.1372 | 1.9658e-06 | 2.0091e-06 | 2.1986e-06 | 1.616e-06 | 0.074425 | 0.15242 | -702.3148 | -478.851 | 706.6552 | 481.3739 | 2.0311e-06 | 2.0569e-06 | 0.15258 | -703.0171 | -479.3298 | 707.3532 | 481.8503 | 2.0312e-06 | 2.0569e-06 | 3.1489e-07 | 2.2927e-07 | 0.30102 | 0.45344 | -2089.3208 | -1424.5369 | 2090.7878 | 1425.3889 | 2.0527e-06 | 2.0726e-06 | 0.4539 | -2091.4101 | -1425.9614 | 2092.8756 | 1426.8126 | 2.0527e-06 | 2.0726e-06 | 1.2224e-08 | 8.8716e-09 | 5.9333 |  | 0.0056398 | -1.5417 | 0 | 0 | 0.10862 | -475.6159
0.17 | 4.1438 | -3058.285 | -1205.5791 | 0.02285 | -105.2869 | -71.7865 | 128.9953 | 85.8322 | 1.318e-06 | 1.5018e-06 | 0.022873 | -105.3921 | -71.8583 | 129.0843 | 85.8939 | 1.319e-06 | 1.5026e-06 | 4.3768e-05 | 3.4446e-05 | 0.019712 | 0.042562 | -196.1109 | -133.712 | 210.6306 | 142.1906 | 1.7717e-06 | 1.8502e-06 | 0.042604 | -196.3071 | -133.8457 | 210.8141 | 142.3168 | 1.7722e-06 | 1.8505e-06 | 1.113e-05 | 8.3178e-06 | 0.027901 | 0.070463 | -324.6708 | -221.3665 | 333.832 | 226.6848 | 1.9356e-06 | 1.9713e-06 | 0.070534 | -324.9955 | -221.5879 | 334.148 | 226.9011 | 1.9358e-06 | 1.9714e-06 | 2.9081e-06 | 2.1251e-06 | 0.04562 | 0.11608 | -534.8732 | -364.6863 | 540.5311 | 367.9626 | 2.0026e-06 | 2.0201e-06 | 0.1162 | -535.4081 | -365.0509 | 541.0604 | 368.3241 | 2.0027e-06 | 2.0201e-06 | 6.9654e-07 | 5.04e-07 | 0.090534 | 0.20662 | -952.0258 | -649.1085 | 955.2275 | 650.9605 | 2.0307e-06 | 2.0403e-06 | 0.20682 | -952.9779 | -649.7576 | 956.1763 | 651.6078 | 2.0308e-06 | 2.0404e-06 | 1.271e-07 | 9.1577e-08 | 0.2708 |  | 0.0011726 | -0.7025 | 0 | 0 | 0.10931 | -481.7316
0.18 | 4.3876 | -3049.3951 | -1196.6893 | 0.02285 | -105.2869 | -71.7865 | 128.9371 | 85.7432 | 1.3101e-06 | 1.484e-06 | 0.022873 | -105.3921 | -71.8583 | 129.0261 | 85.8049 | 1.3111e-06 | 1.4848e-06 | 4.3587e-05 | 3.4071e-05 | 0.018276 | 0.041127 | -189.4978 | -129.2031 | 204.4155 | 137.8821 | 1.7451e-06 | 1.8159e-06 | 0.041168 | -189.6873 | -129.3323 | 204.5921 | 138.0037 | 1.7456e-06 | 1.8163e-06 | 1.206e-05 | 8.9601e-06 | 0.022846 | 0.063972 | -294.7634 | -200.9751 | 304.769 | 206.7628 | 1.9032e-06 | 1.9321e-06 | 0.064036 | -295.0582 | -201.176 | 305.0544 | 206.9583 | 1.9034e-06 | 1.9323e-06 | 3.78e-06 | 2.7472e-06 | 0.028006 | 0.091978 | -423.805 | -288.958 | 430.8821 | 293.0417 | 1.9678e-06 | 1.9789e-06 | 0.09207 | -424.2288 | -289.2469 | 431.2991 | 293.3267 | 1.9679e-06 | 1.9789e-06 | 1.3591e-06 | 9.7831e-07 | 0.029013 | 0.12099 | -557.4894 | -380.1064 | 562.9067 | 383.2291 | 1.9946e-06 | 1.9981e-06 | 0.12111 | -558.0469 | -380.4865 | 563.4588 | 383.6061 | 1.9947e-06 | 1.9981e-06 | 6.1366e-07 | 4.3991e-07 | 0.020171 |  | 0.00040339 | -0.41137 | 0 | 0 | 0.11 | -487.8859
0.19 | 4.6313 | -3040.5053 | -1187.7995 | 0.02285 | -105.2869 | -71.7865 | 128.8788 | 85.6539 | 1.3022e-06 | 1.4662e-06 | 0.022873 | -105.3921 | -71.8583 | 128.9678 | 85.7157 | 1.3032e-06 | 1.467e-06 | 4.3405e-05 | 3.3697e-05 | 0.016897 | 0.039747 | -183.1411 | -124.8689 | 198.4615 | 133.7497 | 1.7179e-06 | 1.7814e-06 | 0.039787 | -183.3242 | -124.9938 | 198.6315 | 133.8668 | 1.7184e-06 | 1.7818e-06 | 1.3051e-05 | 9.6401e-06 | 0.018617 | 0.058365 | -268.9243 | -183.3575 | 279.7914 | 189.6216 | 1.8685e-06 | 1.8915e-06 | 0.058423 | -269.1933 | -183.5409 | 280.0503 | 189.7991 | 1.8688e-06 | 1.8917e-06 | 4.829e-06 | 3.4918e-06 | 0.017188 | 0.075552 | -348.1197 | -237.3544 | 356.645 | 242.2574 | 1.9271e-06 | 1.9337e-06 | 0.075628 | -348.4679 | -237.5917 | 356.985 | 242.4901 | 1.9273e-06 | 1.9338e-06 | 2.3655e-06 | 1.6954e-06 | 0.009787 | 0.085339 | -393.2152 | -268.1013 | 400.8013 | 272.4608 | 1.9467e-06 | 1.9477e-06 | 0.085425 | -393.6084 | -268.3694 | 401.1872 | 272.7247 | 1.9468e-06 | 1.9478e-06 | 1.6747e-06 | 1.1967e-06 | 0.0020942 |  | 0.00020164 | -0.29015 | 0 | 0 | 0.11069 | -494.0788
0.2 | 4.8751 | -3031.6155 | -1178.9096 | 0.02285 | -105.2869 | -71.7865 | 128.8205 | 85.5645 | 1.2943e-06 | 1.4484e-06 | 0.022873 | -105.3921 | -71.8583 | 128.9095 | 85.6263 | 1.2952e-06 | 1.4492e-06 | 4.3224e-05 | 3.3323e-05 | 0.015569 | 0.03842 | -177.0245 | -120.6985 | 192.7525 | 129.7823 | 1.69e-06 | 1.7465e-06 | 0.038458 | -177.2015 | -120.8192 | 192.9162 | 129.8951 | 1.6906e-06 | 1.7469e-06 | 1.4105e-05 | 1.0359e-05 | 0.015086 | 0.053505 | -246.5348 | -168.0919 | 258.2728 | 174.8349 | 1.8316e-06 | 1.8495e-06 | 0.053559 | -246.7813 | -168.26 | 258.5086 | 174.9967 | 1.8319e-06 | 1.8497e-06 | 6.0651e-06 | 4.3651e-06 | 0.010523 | 0.064028 | -295.0202 | -201.1501 | 304.9612 | 206.8495 | 1.8819e-06 | 1.8855e-06 | 0.064092 | -295.3152 | -201.3513 | 305.2469 | 207.0453 | 1.8821e-06 | 1.8857e-06 | 3.7299e-06 | 2.6639e-06 | 0.0034238 | 0.067452 | -310.7958 | -211.9062 | 320.2618 | 217.3307 | 1.8938e-06 | 1.894e-06 | 0.067519 | -311.1066 | -212.1181 | 320.5637 | 217.5375 | 1.894e-06 | 1.8942e-06 | 3.2299e-06 | 2.3026e-06 | 0.00025871 |  | 0.00012665 | -0.22934 | 0 | 0 | 0.11137 | -500.3102
0.21 | 5.1188 | -3022.7257 | -1170.0198 | 0.02285 | -105.2869 | -71.7865 | 128.7621 | 85.4749 | 1.2863e-06 | 1.4305e-06 | 0.022873 | -105.3921 | -71.8583 | 128.8512 | 85.5368 | 1.2873e-06 | 1.4313e-06 | 4.3043e-05 | 3.2951e-05 | 0.014291 | 0.037141 | -171.1332 | -116.6817 | 187.2738 | 125.9698 | 1.6616e-06 | 1.7114e-06 | 0.037178 | -171.3043 | -116.7984 | 187.4314 | 126.0785 | 1.6621e-06 | 1.7118e-06 | 1.5225e-05 | 1.112e-05 | 0.012141 | 0.049282 | -227.0762 | -154.8247 | 239.6873 | 162.045 | 1.7926e-06 | 1.8063e-06 | 0.049332 | -227.3033 | -154.9795 | 239.9031 | 162.1933 | 1.793e-06 | 1.8065e-06 | 7.4926e-06 | 5.3692e-06 | 0.00641 | 0.055692 | -256.6113 | -174.9623 | 267.8946 | 181.4118 | 1.8336e-06 | 1.8355e-06 | 0.055748 | -256.868 | -175.1372 | 268.1409 | 181.5808 | 1.8339e-06 | 1.8357e-06 | 5.4202e-06 | 3.8598e-06 | 0.0012224 | 0.056915 | -262.2437 | -178.8025 | 273.3037 | 185.1228 | 1.8401e-06 | 1.8401e-06 | 0.056972 | -262.5059 | -178.9813 | 273.5557 | 185.2957 | 1.8404e-06 | 1.8403e-06 | 5.1127e-06 | 3.6372e-06 | 3.3952e-05 |  | 9.0659e-05 | -0.19351 | 0 | 0 | 0.11206 | -506.5803
0.22 | 5.3626 | -3013.8359 | -1161.13 | 0.02285 | -105.2869 | -71.7865 | 128.7037 | 85.3852 | 1.2784e-06 | 1.4126e-06 | 0.022873 | -105.3921 | -71.8583 | 128.7928 | 85.4471 | 1.2793e-06 | 1.4134e-06 | 4.2862e-05 | 3.2579e-05 | 0.013058 | 0.035908 | -165.4533 | -112.8091 | 182.0118 | 122.303 | 1.6325e-06 | 1.676e-06 | 0.035944 | -165.6188 | -112.9219 | 182.1634 | 122.4077 | 1.633e-06 | 1.6764e-06 | 1.6414e-05 | 1.1923e-05 | 0.0096925 | 0.045601 | -210.1134 | -143.2591 | 223.5925 | 150.9512 | 1.7519e-06 | 1.762e-06 | 0.045646 | -210.3235 | -143.4024 | 223.7907 | 151.0875 | 1.7523e-06 | 1.7623e-06 | 9.1095e-06 | 6.5018e-06 | 0.003873 | 0.049474 | -227.9587 | -155.4264 | 240.4907 | 162.5687 | 1.7837e-06 | 1.7847e-06 | 0.049523 | -228.1866 | -155.5818 | 240.7074 | 162.7176 | 1.7841e-06 | 1.7849e-06 | 7.3777e-06 | 5.24e-06 | 0.00043829 | 0.049912 | -229.9781 | -156.8033 | 242.4109 | 163.8882 | 1.7869e-06 | 1.7869e-06 | 0.049962 | -230.2081 | -156.9601 | 242.6297 | 164.0385 | 1.7873e-06 | 1.7872e-06 | 7.2094e-06 | 5.1179e-06 | 4.3165e-06 |  | 7.0095e-05 | -0.1697 | 0 | 0 | 0.11275 | -512.8889
0.23 | 5.6063 | -3004.9461 | -1152.2402 | 0.02285 | -105.2869 | -71.7865 | 128.6452 | 85.2953 | 1.2704e-06 | 1.3947e-06 | 0.022873 | -105.3921 | -71.8583 | 128.7344 | 85.3573 | 1.2714e-06 | 1.3954e-06 | 4.2681e-05 | 3.2208e-05 | 0.011868 | 0.034719 | -159.9722 | -109.072 | 176.9538 | 118.7732 | 1.6026e-06 | 1.6402e-06 | 0.034753 | -160.1322 | -109.1811 | 177.0998 | 118.874 | 1.6033e-06 | 1.6407e-06 | 1.7677e-05 | 1.2772e-05 | 0.0076627 | 0.042381 | -195.2796 | -133.1451 | 209.6151 | 141.2997 | 1.7097e-06 | 1.717e-06 | 0.042424 | -195.4748 | -133.2783 | 209.7979 | 141.4256 | 1.7101e-06 | 1.7173e-06 | 1.0908e-05 | 7.7566e-06 | 0.0023123 | 0.044694 | -205.9337 | -140.4093 | 219.6164 | 148.185 | 1.7333e-06 | 1.7337e-06 | 0.044738 | -206.1396 | -140.5497 | 219.8103 | 148.3184 | 1.7337e-06 | 1.734e-06 | 9.5386e-06 | 6.7582e-06 | 0.00015529 | 0.044849 | -206.6492 | -140.8972 | 220.2901 | 148.6486 | 1.7348e-06 | 1.7348e-06 | 0.044894 | -206.8559 | -141.0381 | 220.4847 | 148.7826 | 1.7352e-06 | 1.7351e-06 | 9.4547e-06 | 6.6973e-06 | 4.6017e-07 |  | 5.6887e-05 | -0.15249 | 0 | 0 | 0.11344 | -519.2361
0.24 | 5.8501 | -2996.0563 | -1143.3504 | 0.02285 | -105.2869 | -71.7865 | 128.5867 | 85.2053 | 1.2625e-06 | 1.3768e-06 | 0.022873 | -105.3921 | -71.8583 | 128.6759 | 85.2673 | 1.2634e-06 | 1.3775e-06 | 4.25e-05 | 3.1838e-05 | 0.010719 | 0.03357 | -154.6782 | -105.4624 | 172.0882 | 115.3725 | 1.5721e-06 | 1.6042e-06 | 0.033603 | -154.8329 | -105.5679 | 172.2287 | 115.4696 | 1.5728e-06 | 1.6046e-06 | 1.9015e-05 | 1.3667e-05 | 0.0059872 | 0.039557 | -182.2654 | -124.2719 | 197.4399 | 132.8765 | 1.6662e-06 | 1.6713e-06 | 0.039597 | -182.4477 | -124.3962 | 197.6092 | 132.9932 | 1.6667e-06 | 1.6717e-06 | 1.2874e-05 | 9.1233e-06 | 0.0013577 | 0.040915 | -188.5214 | -128.5373 | 203.2614 | 136.8897 | 1.683e-06 | 1.6832e-06 | 0.040956 | -188.71 | -128.6659 | 203.4371 | 137.0108 | 1.6835e-06 | 1.6835e-06 | 1.1847e-05 | 8.3735e-06 | 5.3463e-05 | 0.040968 | -188.7678 | -128.7053 | 203.4911 | 137.048 | 1.6836e-06 | 1.6836e-06 | 0.041009 | -188.9565 | -128.834 | 203.6671 | 137.1693 | 1.6841e-06 | 1.684e-06 | 1.1808e-05 | 8.3456e-06 | 1.885e-08 |  | 4.7705e-05 | -0.13929 | 0 | 0 | 0.11412 | -525.6219
0.25 | 6.0938 | -2987.1665 | -1134.4606 | 0.02285 | -105.2869 | -71.7865 | 128.5282 | 85.115 | 1.2545e-06 | 1.3588e-06 | 0.022873 | -105.3921 | -71.8583 | 128.6174 | 85.1771 | 1.2555e-06 | 1.3595e-06 | 4.2319e-05 | 3.1469e-05 | 0.0096087 | 0.032459 | -149.5605 | -101.973 | 167.4045 | 112.0937 | 1.5409e-06 | 1.5677e-06 | 0.032491 | -149.71 | -102.075 | 167.5396 | 112.1872 | 1.5416e-06 | 1.5682e-06 | 2.0434e-05 | 1.4612e-05 | 0.0046116 | 0.037071 | -170.8093 | -116.4609 | 186.8005 | 125.5004 | 1.6219e-06 | 1.6253e-06 | 0.037108 | -170.9801 | -116.5773 | 186.9578 | 125.609 | 1.6224e-06 | 1.6257e-06 | 1.499e-05 | 1.0589e-05 | 0.00077956 | 0.03785 | -174.4012 | -118.9099 | 190.1137 | 127.7876 | 1.6333e-06 | 1.6333e-06 | 0.037888 | -174.5756 | -119.0288 | 190.2748 | 127.8988 | 1.6338e-06 | 1.6337e-06 | 1.4258e-05 | 1.0054e-05 | 1.7541e-05 | 0.037868 | -174.482 | -118.965 | 190.1884 | 127.8392 | 1.6335e-06 | 1.6335e-06 | 0.037906 | -174.6565 | -119.084 | 190.3496 | 127.9504 | 1.6341e-06 | 1.6339e-06 | 1.4243e-05 | 1.0042e-05 | -1.041e-08 |  | 4.0952e-05 | -0.12875 | 0 | 0 | 0.11481 | -532.0463
0.26 | 6.3376 | -2978.2766 | -1125.5708 | 0.02285 | -105.2869 | -71.7865 | 128.4696 | 85.0247 | 1.2465e-06 | 1.3407e-06 | 0.022873 | -105.3921 | -71.8583 | 128.5588 | 85.0868 | 1.2475e-06 | 1.3414e-06 | 4.2139e-05 | 3.1101e-05 | 0.008534 | 0.031384 | -144.6088 | -98.5969 | 162.8925 | 108.9299 | 1.5089e-06 | 1.531e-06 | 0.031416 | -144.7534 | -98.6955 | 163.0225 | 109.02 | 1.5096e-06 | 1.5315e-06 | 2.1936e-05 | 1.5609e-05 | 0.0034899 | 0.034874 | -160.6893 | -109.5609 | 177.471 | 119.018 | 1.5769e-06 | 1.5791e-06 | 0.034909 | -160.85 | -109.6704 | 177.6178 | 119.1195 | 1.5775e-06 | 1.5796e-06 | 1.7235e-05 | 1.2137e-05 | 0.00043441 | 0.035309 | -162.6909 | -110.9256 | 179.3013 | 120.2833 | 1.5843e-06 | 1.5843e-06 | 0.035344 | -162.8536 | -111.0365 | 179.4502 | 120.3862 | 1.5849e-06 | 1.5847e-06 | 1.6742e-05 | 1.1776e-05 | 5.3474e-06 | 0.035314 | -162.7155 | -110.9424 | 179.3239 | 120.2989 | 1.5844e-06 | 1.5844e-06 | 0.035349 | -162.8782 | -111.0533 | 179.4728 | 120.4018 | 1.585e-06 | 1.5848e-06 | 1.6736e-05 | 1.1772e-05 | -4.8346e-09 |  | 3.5779e-05 | -0.12007 | 0 | 0 | 0.1155 | -538.5092
0.27 | 6.5813 | -2969.3868 | -1116.681 | 0.02285 | -105.2869 | -71.7865 | 128.4109 | 84.9341 | 1.2386e-06 | 1.3227e-06 | 0.022873 | -105.3921 | -71.8583 | 128.5002 | 84.9963 | 1.2395e-06 | 1.3234e-06 | 4.1958e-05 | 3.0733e-05 | 0.0074934 | 0.030344 | -139.814 | -95.3277 | 158.5432 | 105.8749 | 1.4761e-06 | 1.4939e-06 | 0.030374 | -139.9538 | -95.4231 | 158.6683 | 105.9616 | 1.4768e-06 | 1.4944e-06 | 2.3525e-05 | 1.666e-05 | 0.0025833 | 0.032927 | -151.717 | -103.4434 | 169.2603 | 113.2994 | 1.5317e-06 | 1.533e-06 | 0.03296 | -151.8687 | -103.5469 | 169.3978 | 113.3946 | 1.5323e-06 | 1.5335e-06 | 1.9586e-05 | 1.3752e-05 | 0.00023265 | 0.03316 | -152.789 | -104.1743 | 170.2321 | 113.9721 | 1.5362e-06 | 1.5362e-06 | 0.033193 | -152.9417 | -104.2785 | 170.3707 | 114.0681 | 1.5368e-06 | 1.5367e-06 | 1.9273e-05 | 1.3523e-05 | 1.4558e-06 | 0.033161 | -152.7957 | -104.1789 | 170.2382 | 113.9763 | 1.5362e-06 | 1.5362e-06 | 0.033194 | -152.9485 | -104.283 | 170.3768 | 114.0723 | 1.5369e-06 | 1.5367e-06 | 1.9271e-05 | 1.3521e-05 | -1.4299e-09 |  | 3.1689e-05 | -0.11275 | 0 | 0 | 0.11619 | -545.0108
0.28 | 6.8251 | -2960.497 | -1107.7911 | 0.02285 | -105.2869 | -71.7865 | 128.3523 | 84.8434 | 1.2306e-06 | 1.3046e-06 | 0.022873 | -105.3921 | -71.8583 | 128.4415 | 84.9056 | 1.2315e-06 | 1.3053e-06 | 4.1778e-05 | 3.0367e-05 | 0.0064849 | 0.029335 | -135.1673 | -92.1595 | 154.3479 | 102.9228 | 1.4425e-06 | 1.4564e-06 | 0.029365 | -135.3024 | -92.2517 | 154.4682 | 103.0063 | 1.4433e-06 | 1.4569e-06 | 2.5205e-05 | 1.7768e-05 | 0.0018588 | 0.031194 | -143.7322 | -97.9992 | 162.0061 | 108.2343 | 1.4864e-06 | 1.4872e-06 | 0.031225 | -143.8759 | -98.0972 | 162.1353 | 108.3239 | 1.4871e-06 | 1.4877e-06 | 2.2021e-05 | 1.5417e-05 | 0.00011814 | 0.031312 | -144.2765 | -98.3703 | 162.4955 | 108.5735 | 1.489e-06 | 1.489e-06 | 0.031344 | -144.4208 | -98.4687 | 162.6252 | 108.6634 | 1.4897e-06 | 1.4895e-06 | 2.1836e-05 | 1.5282e-05 | 3.2701e-07 | 0.031313 | -144.278 | -98.3714 | 162.4968 | 108.5744 | 1.489e-06 | 1.489e-06 | 0.031344 | -144.4223 | -98.4697 | 162.6266 | 108.6644 | 1.4897e-06 | 1.4895e-06 | 2.1836e-05 | 1.5281e-05 | -3.2074e-10 |  | 2.8374e-05 | -0.10646 | 0 | 0 | 0.11687 | -551.5509
0.29 | 7.0688 | -2951.6072 | -1098.9013 | 0.02285 | -105.2869 | -71.7865 | 128.2935 | 84.7525 | 1.2226e-06 | 1.2865e-06 | 0.022873 | -105.3921 | -71.8583 | 128.3828 | 84.8148 | 1.2235e-06 | 1.2871e-06 | 4.1597e-05 | 3.0001e-05 | 0.0055068 | 0.028357 | -130.6606 | -89.0868 | 150.2988 | 100.0683 | 1.4081e-06 | 1.4185e-06 | 0.028386 | -130.7912 | -89.1758 | 150.4144 | 100.1486 | 1.4089e-06 | 1.419e-06 | 2.6981e-05 | 1.8935e-05 | 0.0012886 | 0.029646 | -136.5981 | -93.1351 | 155.5709 | 103.729 | 1.4413e-06 | 1.4417e-06 | 0.029675 | -136.7347 | -93.2282 | 155.6926 | 103.8135 | 1.442e-06 | 1.4422e-06 | 2.4518e-05 | 1.7117e-05 | 5.5786e-05 | 0.029702 | -136.8551 | -93.3103 | 155.8 | 103.8881 | 1.4427e-06 | 1.4427e-06 | 0.029731 | -136.992 | -93.4036 | 155.922 | 103.9728 | 1.4434e-06 | 1.4432e-06 | 2.4418e-05 | 1.7043e-05 | 4.7113e-08 | 0.029702 | -136.8554 | -93.3105 | 155.8002 | 103.8882 | 1.4427e-06 | 1.4427e-06 | 0.029731 | -136.9922 | -93.4038 | 155.9222 | 103.9729 | 1.4434e-06 | 1.4432e-06 | 2.4418e-05 | 1.7043e-05 | -4.5013e-11 |  | 2.5632e-05 | -0.10099 | 0 | 0 | 0.11756 | -558.1296
0.3 | 7.3126 | -2942.7174 | -1090.0115 | 0.02285 | -105.2869 | -71.7865 | 128.2347 | 84.6614 | 1.2146e-06 | 1.2683e-06 | 0.022873 | -105.3921 | -71.8583 | 128.3241 | 84.7238 | 1.2155e-06 | 1.269e-06 | 4.1417e-05 | 2.9636e-05 | 0.0045575 | 0.027408 | -126.2863 | -86.1043 | 146.3884 | 97.3062 | 1.3728e-06 | 1.3802e-06 | 0.027435 | -126.4126 | -86.1904 | 146.4995 | 97.3834 | 1.3736e-06 | 1.3808e-06 | 2.8857e-05 | 2.0164e-05 | 0.00084898 | 0.028257 | -130.1981 | -88.7715 | 149.8375 | 99.7039 | 1.3966e-06 | 1.3968e-06 | 0.028285 | -130.3283 | -88.8602 | 149.9526 | 99.7839 | 1.3973e-06 | 1.3973e-06 | 2.7058e-05 | 1.8836e-05 | 2.3777e-05 | 0.028281 | -130.3077 | -88.8461 | 149.9344 | 99.7713 | 1.3972e-06 | 1.3972e-06 | 0.028309 | -130.438 | -88.935 | 150.0496 | 99.8513 | 1.398e-06 | 1.3977e-06 | 2.7009e-05 | 1.88e-05 | -3.4859e-09 | 0.028281 | -130.3077 | -88.8461 | 149.9344 | 99.7712 | 1.3972e-06 | 1.3972e-06 | 0.028309 | -130.438 | -88.935 | 150.0496 | 99.8513 | 1.398e-06 | 1.3977e-06 | 2.7009e-05 | 1.88e-05 | 3.2229e-12 |  | 2.3328e-05 | -0.096154 | 0 | 0 | 0.11825 | -564.7469
0.31 | 7.5563 | -2933.8276 | -1081.1217 | 0.02285 | -105.2869 | -71.7865 | 128.1759 | 84.5702 | 1.2066e-06 | 1.2501e-06 | 0.022873 | -105.3921 | -71.8583 | 128.2653 | 84.6326 | 1.2075e-06 | 1.2508e-06 | 4.1237e-05 | 2.9273e-05 | 0.0036354 | 0.026486 | -122.0375 | -83.2074 | 142.6099 | 94.6319 | 1.3366e-06 | 1.3415e-06 | 0.026512 | -122.1595 | -83.2906 | 142.7166 | 94.7061 | 1.3375e-06 | 1.3421e-06 | 3.0836e-05 | 2.1459e-05 | 0.00051978 | 0.027006 | -124.4325 | -84.8403 | 144.7068 | 96.0913 | 1.3524e-06 | 1.3524e-06 | 0.027033 | -124.5569 | -84.9251 | 144.8159 | 96.1672 | 1.3532e-06 | 1.353e-06 | 2.9622e-05 | 2.0562e-05 | 8.7008e-06 | 0.027014 | -124.4725 | -84.8676 | 144.7419 | 96.1158 | 1.3526e-06 | 1.3526e-06 | 0.027041 | -124.597 | -84.9525 | 144.8511 | 96.1917 | 1.3534e-06 | 1.3532e-06 | 2.9602e-05 | 2.0548e-05 | -5.2709e-09 | 0.027014 | -124.4725 | -84.8676 | 144.7419 | 96.1157 | 1.3526e-06 | 1.3526e-06 | 0.027041 | -124.597 | -84.9525 | 144.8511 | 96.1917 | 1.3534e-06 | 1.3532e-06 | 2.9602e-05 | 2.0548e-05 | 4.7114e-12 |  | 2.1363e-05 | -0.091848 | 0 | 0 | 0.11894 | -571.4028
0.32 | 7.8001 | -2924.9378 | -1072.2319 | 0.02285 | -105.2869 | -71.7865 | 128.117 | 84.4788 | 1.1986e-06 | 1.2319e-06 | 0.022873 | -105.3921 | -71.8583 | 128.2064 | 84.5412 | 1.1995e-06 | 1.2325e-06 | 4.1057e-05 | 2.891e-05 | 0.002739 | 0.025589 | -117.9075 | -80.3915 | 138.9568 | 92.041 | 1.2995e-06 | 1.3024e-06 | 0.025615 | -118.0254 | -80.4719 | 139.0592 | 92.1123 | 1.3004e-06 | 1.303e-06 | 3.2923e-05 | 2.2822e-05 | 0.00028391 | 0.025873 | -119.2156 | -81.2834 | 140.094 | 92.8334 | 1.3088e-06 | 1.3088e-06 | 0.025899 | -119.3348 | -81.3647 | 140.1978 | 92.9057 | 1.3096e-06 | 1.3094e-06 | 3.2196e-05 | 2.2285e-05 | 2.4837e-06 | 0.025876 | -119.2271 | -81.2912 | 140.104 | 92.8404 | 1.3089e-06 | 1.3089e-06 | 0.025902 | -119.3463 | -81.3725 | 140.2078 | 92.9127 | 1.3097e-06 | 1.3094e-06 | 3.219e-05 | 2.228e-05 | -1.9407e-09 | 0.025876 | -119.2271 | -81.2912 | 140.104 | 92.8404 | 1.3089e-06 | 1.3089e-06 | 0.025902 | -119.3463 | -81.3725 | 140.2077 | 92.9127 | 1.3097e-06 | 1.3094e-06 | 3.219e-05 | 2.228e-05 | 1.6776e-12 |  | 1.9668e-05 | -0.087978 | 0 | 0 | 0.11962 | -578.0973
0.33 | 8.0438 | -2916.048 | -1063.3421 | 0.02285 | -105.2869 | -71.7865 | 128.0581 | 84.3872 | 1.1906e-06 | 1.2136e-06 | 0.022873 | -105.3921 | -71.8583 | 128.1475 | 84.4497 | 1.1915e-06 | 1.2143e-06 | 4.0878e-05 | 2.8548e-05 | 0.0018672 | 0.024718 | -113.8901 | -77.6524 | 135.423 | 89.5294 | 1.2614e-06 | 1.2628e-06 | 0.024742 | -114.004 | -77.73 | 135.5213 | 89.5979 | 1.2623e-06 | 1.2634e-06 | 3.5124e-05 | 2.4256e-05 | 0.0001268 | 0.024844 | -114.4744 | -78.0507 | 135.9274 | 89.8812 | 1.2659e-06 | 1.2659e-06 | 0.024869 | -114.5888 | -78.1288 | 136.0262 | 89.9502 | 1.2667e-06 | 1.2665e-06 | 3.477e-05 | 2.3995e-05 | 4.3843e-07 | 0.024845 | -114.4764 | -78.0521 | 135.9291 | 89.8824 | 1.2659e-06 | 1.2659e-06 | 0.02487 | -114.5909 | -78.1301 | 136.028 | 89.9514 | 1.2668e-06 | 1.2665e-06 | 3.4768e-05 | 2.3994e-05 | -3.6026e-10 | 0.024845 | -114.4764 | -78.0521 | 135.9291 | 89.8824 | 1.2659e-06 | 1.2659e-06 | 0.02487 | -114.5909 | -78.1301 | 136.028 | 89.9514 | 1.2668e-06 | 1.2665e-06 | 3.4768e-05 | 2.3994e-05 | 3.0136e-13 |  | 1.8192e-05 | -0.084472 | 0 | 0 | 0.12031 | -584.8303
0.34 | 8.2876 | -2907.1582 | -1054.4523 | 0.02285 | -105.2869 | -71.7865 | 127.9992 | 84.2955 | 1.1826e-06 | 1.1953e-06 | 0.022873 | -105.3921 | -71.8583 | 128.0886 | 84.358 | 1.1835e-06 | 1.196e-06 | 4.0698e-05 | 2.8187e-05 | 0.0010185 | 0.023869 | -109.9796 | -74.9861 | 132.0031 | 87.0933 | 1.2224e-06 | 1.2228e-06 | 0.023893 | -110.0896 | -75.0611 | 132.0973 | 87.1591 | 1.2233e-06 | 1.2234e-06 | 3.7442e-05 | 2.5767e-05 | 3.6052e-05 | 0.023905 | -110.1458 | -75.0994 | 132.1454 | 87.1927 | 1.2237e-06 | 1.2237e-06 | 0.023929 | -110.2559 | -75.1745 | 132.2399 | 87.2587 | 1.2246e-06 | 1.2243e-06 | 3.7333e-05 | 2.5686e-05 | 1.4907e-08 | 0.023905 | -110.1458 | -75.0994 | 132.1455 | 87.1928 | 1.2237e-06 | 1.2237e-06 | 0.023929 | -110.256 | -75.1745 | 132.2399 | 87.2587 | 1.2246e-06 | 1.2243e-06 | 3.7333e-05 | 2.5686e-05 | -1.2066e-11 | 0.023905 | -110.1458 | -75.0994 | 132.1455 | 87.1928 | 1.2237e-06 | 1.2237e-06 | 0.023929 | -110.256 | -75.1745 | 132.2399 | 87.2587 | 1.2246e-06 | 1.2243e-06 | 3.7333e-05 | 2.5686e-05 | 9.7816e-15 |  | 1.6893e-05 | -0.081277 | 0 | 0 | 0.121 | -591.602
0.35 | 8.5314 | -2898.2683 | -1045.5625 | 0.02285 | -105.2869 | -71.7865 | 127.9402 | 84.2036 | 1.1745e-06 | 1.177e-06 | 0.022873 | -105.3921 | -71.8583 | 128.0296 | 84.2661 | 1.1755e-06 | 1.1776e-06 | 4.0519e-05 | 2.7827e-05 | 0.0001918 | 0.023042 | -106.1706 | -72.389 | 128.6916 | 84.7291 | 1.1823e-06 | 1.1823e-06 | 0.023065 | -106.2768 | -72.4614 | 128.782 | 84.7923 | 1.1832e-06 | 1.1829e-06 | 3.9883e-05 | 2.7356e-05 | 1.1133e-06 | 0.023043 | -106.1757 | -72.3925 | 128.696 | 84.7322 | 1.1823e-06 | 1.1823e-06 | 0.023066 | -106.2819 | -72.4649 | 128.7864 | 84.7954 | 1.1832e-06 | 1.1829e-06 | 3.9879e-05 | 2.7353e-05 | -8.3128e-10 | 0.023043 | -106.1757 | -72.3925 | 128.696 | 84.7322 | 1.1823e-06 | 1.1823e-06 | 0.023066 | -106.2819 | -72.4649 | 128.7864 | 84.7954 | 1.1832e-06 | 1.1829e-06 | 3.9879e-05 | 2.7353e-05 | 6.5218e-13 | 0.023043 | -106.1757 | -72.3925 | 128.696 | 84.7322 | 1.1823e-06 | 1.1823e-06 | 0.023066 | -106.2819 | -72.4649 | 128.7864 | 84.7954 | 1.1832e-06 | 1.1829e-06 | 3.9879e-05 | 2.7353e-05 | -5.0717e-16 |  | 1.5743e-05 | -0.078347 | 0 | 0 | 0.12169 | -598.4122
0.36 | 8.7751 | -2889.3785 | -1036.6726 | 0.02285 | -105.2869 | -71.7865 | 127.8811 | 84.1115 | 1.1665e-06 | 1.1586e-06 | 0.022873 | -105.3921 | -71.8583 | 127.9706 | 84.1741 | 1.1674e-06 | 1.1592e-06 | 4.0339e-05 | 2.7468e-05 | -0.00061397 | 0.022236 | -102.4579 | -69.8577 | 125.4838 | 82.4335 | 1.1411e-06 | 1.1413e-06 | 0.022259 | -102.5604 | -69.9275 | 125.5704 | 82.4941 | 1.142e-06 | 1.1419e-06 | 4.245e-05 | 2.9028e-05 | 1.2989e-05 | 0.022249 | -102.5177 | -69.8985 | 125.5344 | 82.4689 | 1.1416e-06 | 1.1416e-06 | 0.022272 | -102.6203 | -69.9684 | 125.621 | 82.5296 | 1.1426e-06 | 1.1423e-06 | 4.2404e-05 | 2.8993e-05 | -4.1079e-09 | 0.022249 | -102.5177 | -69.8985 | 125.5344 | 82.4689 | 1.1416e-06 | 1.1416e-06 | 0.022272 | -102.6202 | -69.9683 | 125.621 | 82.5296 | 1.1426e-06 | 1.1423e-06 | 4.2404e-05 | 2.8993e-05 | 3.1245e-12 | 0.022249 | -102.5177 | -69.8985 | 125.5344 | 82.4689 | 1.1416e-06 | 1.1416e-06 | 0.022272 | -102.6202 | -69.9683 | 125.621 | 82.5296 | 1.1426e-06 | 1.1423e-06 | 4.2404e-05 | 2.8993e-05 | -2.3685e-15 |  | 1.4716e-05 | -0.075648 | 0 | 0 | 0.12237 | -605.261
0.37 | 9.0189 | -2880.4887 | -1027.7828 | 0.02285 | -105.2869 | -71.7865 | 127.822 | 84.0192 | 1.1585e-06 | 1.1402e-06 | 0.022873 | -105.3921 | -71.8583 | 127.9115 | 84.0819 | 1.1594e-06 | 1.1408e-06 | 4.016e-05 | 2.711e-05 | -0.0013999 | 0.02145 | -98.8367 | -67.3887 | 122.375 | 80.2034 | 1.0988e-06 | 1.0997e-06 | 0.021472 | -98.9356 | -67.4561 | 122.4579 | 80.2615 | 1.0998e-06 | 1.1004e-06 | 4.5151e-05 | 3.0786e-05 | 6.4027e-05 | 0.021515 | -99.1318 | -67.5898 | 122.6225 | 80.3769 | 1.1017e-06 | 1.1017e-06 | 0.021536 | -99.2309 | -67.6574 | 122.7057 | 80.4352 | 1.1026e-06 | 1.1023e-06 | 4.4907e-05 | 3.0606e-05 | 9.371e-08 | 0.021515 | -99.1322 | -67.5901 | 122.6228 | 80.3771 | 1.1017e-06 | 1.1017e-06 | 0.021536 | -99.2313 | -67.6577 | 122.706 | 80.4355 | 1.1026e-06 | 1.1023e-06 | 4.4907e-05 | 3.0605e-05 | -6.8805e-11 | 0.021515 | -99.1322 | -67.5901 | 122.6228 | 80.3771 | 1.1017e-06 | 1.1017e-06 | 0.021536 | -99.2313 | -67.6577 | 122.706 | 80.4355 | 1.1026e-06 | 1.1023e-06 | 4.4907e-05 | 3.0605e-05 | 5.0788e-14 | 9.0189 | 1.3794e-05 | -0.07315 | 4653.5112 | 44437.7582 | 0.12306 | -612.1484
0.38 | 9.2626 | -2871.5989 | -1018.893 | 0.02285 | -105.2869 | -71.7865 | 127.7629 | 83.9268 | 1.1504e-06 | 1.1218e-06 | 0.022873 | -105.3921 | -71.8583 | 127.8524 | 83.9895 | 1.1513e-06 | 1.1224e-06 | 3.9981e-05 | 2.6753e-05 | -0.0021669 | 0.020683 | -95.3026 | -64.9791 | 119.3608 | 78.0358 | 1.0554e-06 | 1.0576e-06 | 0.020704 | -95.3979 | -65.044 | 119.4401 | 78.0915 | 1.0563e-06 | 1.0583e-06 | 4.7989e-05 | 3.2637e-05 | 0.00014772 | 0.020831 | -95.9832 | -65.4431 | 119.9277 | 78.4336 | 1.0624e-06 | 1.0624e-06 | 0.020852 | -96.0792 | -65.5086 | 120.0077 | 78.4898 | 1.0634e-06 | 1.0631e-06 | 4.7386e-05 | 3.2189e-05 | 6.4869e-07 | 0.020832 | -95.9862 | -65.4452 | 119.9301 | 78.4354 | 1.0624e-06 | 1.0624e-06 | 0.020853 | -96.0822 | -65.5106 | 120.0102 | 78.4915 | 1.0634e-06 | 1.0631e-06 | 4.7384e-05 | 3.2187e-05 | -4.4965e-10 | 0.020832 | -95.9862 | -65.4451 | 119.9301 | 78.4354 | 1.0624e-06 | 1.0624e-06 | 0.020853 | -96.0822 | -65.5106 | 120.0102 | 78.4915 | 1.0634e-06 | 1.0631e-06 | 4.7384e-05 | 3.2187e-05 | 3.2169e-13 | 9.2626 | 1.2962e-05 | -0.070828 | 4745.5172 | 45316.351 | 0.12375 | -619.0744
0.39 | 9.5064 | -2862.7091 | -1010.0032 | 0.02285 | -105.2869 | -71.7865 | 127.7037 | 83.8341 | 1.1424e-06 | 1.1033e-06 | 0.022873 | -105.3921 | -71.8583 | 127.7932 | 83.8969 | 1.1433e-06 | 1.1039e-06 | 3.9802e-05 | 2.6397e-05 | -0.0029159 | 0.019934 | -91.8513 | -62.6259 | 116.4371 | 75.928 | 1.0107e-06 | 1.015e-06 | 0.019954 | -91.9431 | -62.6885 | 116.513 | 75.9813 | 1.0117e-06 | 1.0156e-06 | 5.097e-05 | 3.4582e-05 | 0.00025852 | 0.020193 | -93.0424 | -63.438 | 117.4221 | 76.62 | 1.0238e-06 | 1.0238e-06 | 0.020213 | -93.1355 | -63.5015 | 117.4991 | 76.6741 | 1.0248e-06 | 1.0245e-06 | 4.9843e-05 | 3.3744e-05 | 2.1448e-06 | 0.020195 | -93.0523 | -63.4448 | 117.4303 | 76.6257 | 1.0239e-06 | 1.0239e-06 | 0.020215 | -93.1454 | -63.5082 | 117.5073 | 76.6799 | 1.0249e-06 | 1.0245e-06 | 4.9833e-05 | 3.3737e-05 | -1.3312e-09 | 0.020195 | -93.0523 | -63.4447 | 117.4303 | 76.6257 | 1.0239e-06 | 1.0239e-06 | 0.020215 | -93.1454 | -63.5082 | 117.5073 | 76.6799 | 1.0249e-06 | 1.0245e-06 | 4.9833e-05 | 3.3737e-05 | 9.2451e-13 | 9.5064 | 1.2208e-05 | -0.068663 | 4833.163 | 46153.3074 | 0.12444 | -626.0389
0.4 | 9.7501 | -2853.8193 | -1001.1134 | 0.02285 | -105.2869 | -71.7865 | 127.6444 | 83.7413 | 1.1343e-06 | 1.0848e-06 | 0.022873 | -105.3921 | -71.8583 | 127.734 | 83.8041 | 1.1352e-06 | 1.0854e-06 | 3.9623e-05 | 2.6042e-05 | -0.0036479 | 0.019202 | -88.4786 | -60.3263 | 113.6002 | 73.8774 | 9.6484e-07 | 9.7169e-07 | 0.019222 | -88.5671 | -60.3867 | 113.6727 | 73.9283 | 9.6588e-07 | 9.7239e-07 | 5.4099e-05 | 3.6629e-05 | 0.00039174 | 0.019594 | -90.2837 | -61.557 | 115.0818 | 74.9196 | 9.8569e-07 | 9.8578e-07 | 0.019614 | -90.3739 | -61.6186 | 115.1561 | 74.9718 | 9.8672e-07 | 9.8647e-07 | 5.2278e-05 | 3.5272e-05 | 5.105e-06 | 0.019599 | -90.3072 | -61.5731 | 115.1012 | 74.9332 | 9.8596e-07 | 9.8596e-07 | 0.019619 | -90.3975 | -61.6347 | 115.1755 | 74.9854 | 9.8699e-07 | 9.8665e-07 | 5.2255e-05 | 3.5255e-05 | -2.5455e-09 | 0.019599 | -90.3072 | -61.5731 | 115.1012 | 74.9332 | 9.8596e-07 | 9.8596e-07 | 0.019619 | -90.3975 | -61.6346 | 115.1755 | 74.9854 | 9.8698e-07 | 9.8665e-07 | 5.2255e-05 | 3.5255e-05 | 1.7168e-12 | 9.7501 | 1.152e-05 | -0.066638 | 4916.7112 | 46951.1335 | 0.12512 | -633.0421
0.41 | 9.9939 | -2844.9295 | -992.2236 | 0.02285 | -105.2869 | -71.7865 | 127.5851 | 83.6483 | 1.1263e-06 | 1.0662e-06 | 0.022873 | -105.3921 | -71.8583 | 127.6748 | 83.7112 | 1.1272e-06 | 1.0668e-06 | 3.9444e-05 | 2.5689e-05 | -0.0043636 | 0.018487 | -85.181 | -58.0779 | 110.8465 | 71.8815 | 9.1769e-07 | 9.2779e-07 | 0.018505 | -85.2662 | -58.136 | 110.9157 | 71.9303 | 9.1875e-07 | 9.2851e-07 | 5.7382e-05 | 3.8781e-05 | 0.0005434 | 0.01903 | -87.6848 | -59.7851 | 112.8865 | 73.3182 | 9.4816e-07 | 9.4834e-07 | 0.019049 | -87.7725 | -59.8449 | 112.9582 | 73.3687 | 9.492e-07 | 9.4904e-07 | 5.4695e-05 | 3.6775e-05 | 1.0035e-05 | 0.01904 | -87.731 | -59.8166 | 112.9243 | 73.3448 | 9.4871e-07 | 9.4871e-07 | 0.019059 | -87.8188 | -59.8764 | 112.996 | 73.3953 | 9.4975e-07 | 9.494e-07 | 5.4646e-05 | 3.6739e-05 | -3.107e-09 | 0.01904 | -87.731 | -59.8166 | 112.9243 | 73.3448 | 9.4871e-07 | 9.4871e-07 | 0.019059 | -87.8188 | -59.8764 | 112.996 | 73.3953 | 9.4975e-07 | 9.494e-07 | 5.4646e-05 | 3.6739e-05 | 2.0358e-12 | 9.9939 | 1.089e-05 | -0.064737 | 4996.4005 | 47712.1101 | 0.12581 | -640.0838
0.42 | 10.2376 | -2836.0397 | -983.3338 | 0.02285 | -105.2869 | -71.7865 | 127.5258 | 83.5552 | 1.1182e-06 | 1.0477e-06 | 0.022873 | -105.3921 | -71.8583 | 127.6155 | 83.6181 | 1.1191e-06 | 1.0482e-06 | 3.9266e-05 | 2.5336e-05 | -0.0050638 | 0.017787 | -81.9547 | -55.8782 | 108.1725 | 69.9382 | 8.692e-07 | 8.8325e-07 | 0.017804 | -82.0367 | -55.9341 | 108.2384 | 69.9848 | 8.7028e-07 | 8.8398e-07 | 6.0825e-05 | 4.1044e-05 | 0.00071013 | 0.018497 | -85.2268 | -58.1092 | 110.8185 | 71.8039 | 9.1109e-07 | 9.1141e-07 | 0.018515 | -85.312 | -58.1673 | 110.8878 | 71.8527 | 9.1214e-07 | 9.1212e-07 | 5.7096e-05 | 3.8255e-05 | 1.7392e-05 | 0.018514 | -85.3069 | -58.1638 | 110.8836 | 71.8498 | 9.1208e-07 | 9.1208e-07 | 0.018533 | -85.3922 | -58.222 | 110.953 | 71.8986 | 9.1314e-07 | 9.1279e-07 | 5.7008e-05 | 3.819e-05 | -6.6126e-10 | 0.018514 | -85.3069 | -58.1638 | 110.8836 | 71.8498 | 9.1208e-07 | 9.1208e-07 | 0.018533 | -85.3922 | -58.222 | 110.9529 | 71.8986 | 9.1314e-07 | 9.1279e-07 | 5.7008e-05 | 3.819e-05 | 4.2102e-13 | 10.2376 | 1.0312e-05 | -0.062948 | 5072.4493 | 48438.3224 | 0.1265 | -647.1641
0.43 | 10.4814 | -2827.1498 | -974.444 | 0.02285 | -105.2869 | -71.7865 | 127.4664 | 83.4618 | 1.1101e-06 | 1.029e-06 | 0.022873 | -105.3921 | -71.8583 | 127.5561 | 83.5248 | 1.111e-06 | 1.0296e-06 | 3.9087e-05 | 2.4985e-05 | -0.0057492 | 0.017101 | -78.7964 | -53.7248 | 105.575 | 68.0453 | 8.1933e-07 | 8.3801e-07 | 0.017118 | -78.8752 | -53.7785 | 105.6378 | 68.0897 | 8.2043e-07 | 8.3875e-07 | 6.4433e-05 | 4.3424e-05 | 0.00088911 | 0.01799 | -82.8931 | -56.518 | 108.8629 | 70.3662 | 8.7443e-07 | 8.7497e-07 | 0.018008 | -82.976 | -56.5745 | 108.9298 | 70.4134 | 8.755e-07 | 8.7569e-07 | 5.9484e-05 | 3.9714e-05 | 2.756e-05 | 0.018018 | -83.0201 | -56.6046 | 108.9655 | 70.4386 | 8.7607e-07 | 8.7607e-07 | 0.018036 | -83.1031 | -56.6612 | 109.0325 | 70.4859 | 8.7714e-07 | 8.7678e-07 | 5.9338e-05 | 3.9605e-05 | 9.072e-09 | 0.018018 | -83.0201 | -56.6046 | 108.9655 | 70.4386 | 8.7607e-07 | 8.7607e-07 | 0.018036 | -83.1031 | -56.6612 | 109.0325 | 70.4859 | 8.7714e-07 | 8.7678e-07 | 5.9338e-05 | 3.9605e-05 | -5.6132e-12 | 10.4814 | 9.7786e-06 | -0.061261 | 5145.058 | 49131.685 | 0.12719 | -654.283
0.44 | 10.7251 | -2818.26 | -965.5541 | 0.02285 | -105.2869 | -71.7865 | 127.407 | 83.3683 | 1.102e-06 | 1.0104e-06 | 0.022873 | -105.3921 | -71.8583 | 127.4967 | 83.4313 | 1.1029e-06 | 1.011e-06 | 3.8909e-05 | 2.4634e-05 | -0.0064206 | 0.01643 | -75.7028 | -51.6155 | 103.051 | 66.2008 | 7.6803e-07 | 7.9205e-07 | 0.016446 | -75.7785 | -51.6672 | 103.1108 | 66.2431 | 7.6915e-07 | 7.9281e-07 | 6.8212e-05 | 4.5926e-05 | 0.0010779 | 0.017508 | -80.6696 | -55.002 | 107.0068 | 68.9963 | 8.3813e-07 | 8.3897e-07 | 0.017525 | -80.7502 | -55.057 | 107.0715 | 69.042 | 8.3921e-07 | 8.397e-07 | 6.1863e-05 | 4.1155e-05 | 4.0848e-05 | 0.017549 | -80.8578 | -55.1303 | 107.1579 | 69.103 | 8.4065e-07 | 8.4065e-07 | 0.017566 | -80.9386 | -55.1854 | 107.2228 | 69.1489 | 8.4173e-07 | 8.4137e-07 | 6.1636e-05 | 4.0986e-05 | 3.2766e-08 | 0.017549 | -80.8579 | -55.1304 | 107.158 | 69.1031 | 8.4066e-07 | 8.4066e-07 | 0.017566 | -80.9388 | -55.1855 | 107.2229 | 69.1489 | 8.4174e-07 | 8.4137e-07 | 6.1636e-05 | 4.0986e-05 | -1.9693e-11 | 10.7251 | 9.2856e-06 | -0.059665 | 5214.4116 | 49793.963 | 0.12787 | -661.4405
0.45 | 10.9689 | -2809.3702 | -956.6643 | 0.02285 | -105.2869 | -71.7865 | 127.3475 | 83.2746 | 1.094e-06 | 9.917e-07 | 0.022873 | -105.3921 | -71.8583 | 127.4373 | 83.3377 | 1.0948e-06 | 9.9226e-07 | 3.8731e-05 | 2.4285e-05 | -0.0070786 | 0.015772 | -72.6709 | -49.5484 | 100.5977 | 64.4028 | 7.1525e-07 | 7.4534e-07 | 0.015788 | -72.7436 | -49.5979 | 100.6546 | 64.443 | 7.1639e-07 | 7.4611e-07 | 7.2168e-05 | 4.8557e-05 | 0.0012746 | 0.017046 | -78.544 | -53.5527 | 105.2391 | 67.6865 | 8.0213e-07 | 8.0338e-07 | 0.017063 | -78.6226 | -53.6063 | 105.3018 | 67.7308 | 8.0323e-07 | 8.0411e-07 | 6.4236e-05 | 4.2581e-05 | 5.7481e-05 | 0.017104 | -78.8089 | -53.7333 | 105.4505 | 67.8359 | 8.0582e-07 | 8.0582e-07 | 0.017121 | -78.8877 | -53.7871 | 105.5134 | 67.8804 | 8.0691e-07 | 8.0655e-07 | 6.3902e-05 | 4.2332e-05 | 7.9789e-08 | 0.017104 | -78.8092 | -53.7336 | 105.4508 | 67.8361 | 8.0583e-07 | 8.0583e-07 | 0.017121 | -78.8881 | -53.7873 | 105.5137 | 67.8806 | 8.0692e-07 | 8.0655e-07 | 6.3901e-05 | 4.2332e-05 | -4.6531e-11 | 10.9689 | 8.8283e-06 | -0.058153 | 5280.681 | 50426.7887 | 0.12856 | -668.6366
0.46 | 11.2126 | -2800.4804 | -947.7745 | 0.02285 | -105.2869 | -71.7865 | 127.288 | 83.1807 | 1.0859e-06 | 9.7298e-07 | 0.022873 | -105.3921 | -71.8583 | 127.3778 | 83.2438 | 1.0867e-06 | 9.7352e-07 | 3.8553e-05 | 2.3937e-05 | -0.0077239 | 0.015126 | -69.6978 | -47.5212 | 98.2124 | 62.6495 | 6.6092e-07 | 6.9784e-07 | 0.015142 | -69.7675 | -47.5688 | 98.2664 | 62.6877 | 6.6208e-07 | 6.9861e-07 | 7.6307e-05 | 5.1323e-05 | 0.0014776 | 0.016604 | -76.5059 | -52.1631 | 103.5505 | 66.4303 | 7.664e-07 | 7.6815e-07 | 0.016621 | -76.5825 | -52.2153 | 103.6112 | 66.4733 | 7.675e-07 | 7.6888e-07 | 6.6606e-05 | 4.3993e-05 | 7.7602e-05 | 0.016682 | -76.8635 | -52.4069 | 103.8342 | 66.6311 | 7.7155e-07 | 7.7156e-07 | 0.016698 | -76.9404 | -52.4593 | 103.8952 | 66.6743 | 7.7266e-07 | 7.7228e-07 | 6.6136e-05 | 4.3643e-05 | 1.6229e-07 | 0.016682 | -76.8643 | -52.4074 | 103.8348 | 66.6316 | 7.7156e-07 | 7.7156e-07 | 0.016698 | -76.9411 | -52.4599 | 103.8958 | 66.6748 | 7.7267e-07 | 7.7229e-07 | 6.6135e-05 | 4.3642e-05 | -9.166e-11 | 11.2126 | 8.403e-06 | -0.056718 | 5344.0246 | 51031.6762 | 0.12925 | -675.8712
0.47 | 11.4564 | -2791.5906 | -938.8847 | 0.02285 | -105.2869 | -71.7865 | 127.2284 | 83.0866 | 1.0778e-06 | 9.5421e-07 | 0.022873 | -105.3921 | -71.8583 | 127.3182 | 83.1498 | 1.0786e-06 | 9.5475e-07 | 3.8375e-05 | 2.359e-05 | -0.008357 | 0.014493 | -66.7807 | -45.5323 | 95.8924 | 60.9392 | 6.05e-07 | 6.495e-07 | 0.014508 | -66.8475 | -45.5779 | 95.9437 | 60.9756 | 6.0617e-07 | 6.5029e-07 | 8.0635e-05 | 5.4231e-05 | 0.0016854 | 0.016179 | -74.5463 | -50.8271 | 101.9329 | 65.2222 | 7.3088e-07 | 7.3327e-07 | 0.016195 | -74.6209 | -50.8779 | 101.9917 | 65.2639 | 7.3199e-07 | 7.34e-07 | 6.8975e-05 | 4.5394e-05 | 0.00010128 | 0.01628 | -75.013 | -51.1452 | 102.301 | 65.4831 | 7.3784e-07 | 7.3784e-07 | 0.016296 | -75.088 | -51.1964 | 102.3602 | 65.525 | 7.3895e-07 | 7.3857e-07 | 6.8337e-05 | 4.4918e-05 | 2.9506e-07 | 0.01628 | -75.0144 | -51.1462 | 102.3021 | 65.4838 | 7.3786e-07 | 7.3786e-07 | 0.016297 | -75.0894 | -51.1973 | 102.3613 | 65.5258 | 7.3897e-07 | 7.3859e-07 | 6.8335e-05 | 4.4917e-05 | -1.609e-10 | 11.4564 | 8.0064e-06 | -0.055353 | 5404.5901 | 51610.0337 | 0.12994 | -683.1445
0.48 | 11.7001 | -2782.7008 | -929.9949 | 0.02285 | -105.2869 | -71.7865 | 127.1688 | 82.9923 | 1.0697e-06 | 9.3541e-07 | 0.022873 | -105.3921 | -71.8583 | 127.2586 | 83.0555 | 1.0705e-06 | 9.3594e-07 | 3.8197e-05 | 2.3245e-05 | -0.0089785 | 0.013872 | -63.9171 | -43.5798 | 93.6355 | 59.2705 | 5.4742e-07 | 6.0028e-07 | 0.013886 | -63.981 | -43.6234 | 93.684 | 59.305 | 5.486e-07 | 6.0108e-07 | 8.5157e-05 | 5.7287e-05 | 0.0018969 | 0.015769 | -72.6575 | -49.5392 | 100.3794 | 64.0574 | 6.9553e-07 | 6.9869e-07 | 0.015785 | -72.7302 | -49.5888 | 100.4363 | 64.0978 | 6.9666e-07 | 6.9943e-07 | 7.1348e-05 | 4.6786e-05 | 0.0001285 | 0.015897 | -73.2496 | -49.9429 | 100.8438 | 64.3868 | 7.0465e-07 | 7.0467e-07 | 0.015913 | -73.3229 | -49.9929 | 100.9013 | 64.4276 | 7.0577e-07 | 7.054e-07 | 7.0506e-05 | 4.6158e-05 | 4.9514e-07 | 0.015898 | -73.2519 | -49.9445 | 100.8456 | 64.3881 | 7.0469e-07 | 7.0469e-07 | 0.015914 | -73.3252 | -49.9944 | 100.9031 | 64.4289 | 7.0581e-07 | 7.0542e-07 | 7.0503e-05 | 4.6156e-05 | -2.5953e-10 | 11.7001 | 7.6358e-06 | -0.054053 | 5462.5148 | 52163.174 | 0.13062 | -690.4563
0.49 | 11.9439 | -2773.811 | -921.1051 | 0.02285 | -105.2869 | -71.7865 | 127.1091 | 82.8978 | 1.0615e-06 | 9.1657e-07 | 0.022873 | -105.3921 | -71.8583 | 127.199 | 82.9611 | 1.0624e-06 | 9.1709e-07 | 3.8019e-05 | 2.29e-05 | -0.0095889 | 0.013261 | -61.1043 | -41.662 | 91.4393 | 57.6418 | 4.8812e-07 | 5.5015e-07 | 0.013275 | -61.1654 | -41.7037 | 91.4852 | 57.6744 | 4.8931e-07 | 5.5095e-07 | 8.9881e-05 | 6.0501e-05 | 0.0021114 | 0.015373 | -70.833 | -48.2952 | 98.8841 | 62.9318 | 6.6033e-07 | 6.644e-07 | 0.015388 | -70.9038 | -48.3435 | 98.9393 | 62.971 | 6.6147e-07 | 6.6514e-07 | 7.3725e-05 | 4.817e-05 | 0.00015921 | 0.015532 | -71.5665 | -48.7954 | 99.4563 | 63.338 | 6.7199e-07 | 6.7201e-07 | 0.015548 | -71.6381 | -48.8442 | 99.5122 | 63.3777 | 6.7312e-07 | 6.7275e-07 | 7.2644e-05 | 4.7363e-05 | 7.8125e-07 | 0.015533 | -71.5701 | -48.7978 | 99.4591 | 63.34 | 6.7205e-07 | 6.7205e-07 | 0.015548 | -71.6417 | -48.8466 | 99.515 | 63.3797 | 6.7318e-07 | 6.7278e-07 | 7.2638e-05 | 4.7359e-05 | -3.9115e-10 | 11.9439 | 7.2886e-06 | -0.052812 | 5517.9272 | 52692.3236 | 0.13131 | -697.8067
0.5 | 12.1876 | -2764.9212 | -912.2153 | 0.02285 | -105.2869 | -71.7865 | 127.0494 | 82.8032 | 1.0534e-06 | 8.9769e-07 | 0.022873 | -105.3921 | -71.8583 | 127.1393 | 82.8665 | 1.0543e-06 | 8.982e-07 | 3.7842e-05 | 2.2557e-05 | -0.010189 | 0.012662 | -58.34 | -39.7773 | 89.3016 | 56.0518 | 4.2703e-07 | 4.9904e-07 | 0.012674 | -58.3984 | -39.8171 | 89.345 | 56.0826 | 4.2823e-07 | 4.9985e-07 | 9.4811e-05 | 6.3878e-05 | 0.0023281 | 0.01499 | -69.0671 | -47.0912 | 97.4421 | 61.8419 | 6.2525e-07 | 6.3038e-07 | 0.015005 | -69.1361 | -47.1383 | 97.4956 | 61.88 | 6.2639e-07 | 6.3112e-07 | 7.6109e-05 | 4.9548e-05 | 0.00019325 | 0.015183 | -69.9575 | -47.6983 | 98.1328 | 62.3329 | 6.3983e-07 | 6.3987e-07 | 0.015198 | -70.0274 | -47.746 | 98.1872 | 62.3715 | 6.4097e-07 | 6.406e-07 | 7.4749e-05 | 4.8533e-05 | 1.173e-06 | 0.015184 | -69.9629 | -47.702 | 98.137 | 62.3359 | 6.3992e-07 | 6.3992e-07 | 0.015199 | -70.0329 | -47.7497 | 98.1914 | 62.3745 | 6.4106e-07 | 6.4066e-07 | 7.4741e-05 | 4.8527e-05 | -5.5624e-10 | 12.1876 | 6.9627e-06 | -0.051626 | 5570.9475 | 53198.6302 | 0.132 | -705.1957
0.51 | 12.4314 | -2756.0313 | -903.3255 | 0.02285 | -105.2869 | -71.7865 | 126.9897 | 82.7083 | 1.0453e-06 | 8.7877e-07 | 0.022873 | -105.3921 | -71.8583 | 127.0796 | 82.7717 | 1.0462e-06 | 8.7928e-07 | 3.7665e-05 | 2.2215e-05 | -0.010779 | 0.012072 | -55.622 | -37.9241 | 87.2205 | 54.4991 | 3.6409e-07 | 4.4692e-07 | 0.012084 | -55.6776 | -37.962 | 87.2613 | 54.5282 | 3.653e-07 | 4.4773e-07 | 9.9954e-05 | 6.7428e-05 | 0.0025464 | 0.014618 | -67.3552 | -45.924 | 96.0491 | 60.785 | 5.9026e-07 | 5.9661e-07 | 0.014633 | -67.4225 | -45.9699 | 96.101 | 60.8219 | 5.9141e-07 | 5.9736e-07 | 7.8501e-05 | 5.0922e-05 | 0.00023045 | 0.014849 | -68.417 | -46.648 | 96.8683 | 61.3678 | 6.0817e-07 | 6.0821e-07 | 0.014863 | -68.4854 | -46.6946 | 96.9212 | 61.4054 | 6.0931e-07 | 6.0895e-07 | 7.6823e-05 | 4.9669e-05 | 1.6901e-06 | 0.01485 | -68.4248 | -46.6533 | 96.8743 | 61.3721 | 6.083e-07 | 6.083e-07 | 0.014865 | -68.4932 | -46.6999 | 96.9272 | 61.4097 | 6.0944e-07 | 6.0903e-07 | 7.6811e-05 | 4.966e-05 | -7.5051e-10 | 12.4314 | 6.6562e-06 | -0.050491 | 5621.6884 | 53683.1702 | 0.13269 | -712.6233
0.52 | 12.6752 | -2747.1415 | -894.4357 | 0.02285 | -105.2869 | -71.7865 | 126.9298 | 82.6133 | 1.0372e-06 | 8.5982e-07 | 0.022873 | -105.3921 | -71.8583 | 127.0198 | 82.6767 | 1.038e-06 | 8.6032e-07 | 3.7487e-05 | 2.1875e-05 | -0.011359 | 0.011491 | -52.9481 | -36.101 | 85.1938 | 52.9826 | 2.9924e-07 | 3.9372e-07 | 0.011503 | -53.001 | -36.1371 | 85.2323 | 53.01 | 3.0045e-07 | 3.9454e-07 | 0.00010532 | 7.1159e-05 | 0.0027661 | 0.014257 | -65.6934 | -44.791 | 94.7018 | 59.7585 | 5.5535e-07 | 5.6309e-07 | 0.014272 | -65.7591 | -44.8358 | 94.7521 | 59.7943 | 5.565e-07 | 5.6384e-07 | 8.0901e-05 | 5.2291e-05 | 0.00027057 | 0.014528 | -66.9401 | -45.641 | 95.6583 | 60.4398 | 5.7698e-07 | 5.7704e-07 | 0.014542 | -67.007 | -45.6866 | 95.7098 | 60.4764 | 5.7812e-07 | 5.7778e-07 | 7.8865e-05 | 5.077e-05 | 2.3511e-06 | 0.01453 | -66.9509 | -45.6484 | 95.6667 | 60.4457 | 5.7716e-07 | 5.7716e-07 | 0.014545 | -67.0179 | -45.694 | 95.7182 | 60.4824 | 5.7831e-07 | 5.779e-07 | 7.8848e-05 | 5.0757e-05 | -9.6322e-10 | 12.6752 | 6.3674e-06 | -0.049403 | 5670.2558 | 54146.9539 | 0.13337 | -720.0895
0.53 | 12.9189 | -2738.2517 | -885.5458 | 0.02285 | -105.2869 | -71.7865 | 126.87 | 82.518 | 1.029e-06 | 8.4082e-07 | 0.022873 | -105.3921 | -71.8583 | 126.96 | 82.5816 | 1.0299e-06 | 8.4132e-07 | 3.731e-05 | 2.1535e-05 | -0.01193 | 0.01092 | -50.3161 | -34.3064 | 83.2199 | 51.5011 | 2.3239e-07 | 3.3939e-07 | 0.010931 | -50.3664 | -34.3408 | 83.256 | 51.5269 | 2.336e-07 | 3.4021e-07 | 0.0001109 | 7.508e-05 | 0.0029869 | 0.013907 | -64.0785 | -43.6899 | 93.397 | 58.7604 | 5.2051e-07 | 5.298e-07 | 0.013921 | -64.1426 | -43.7336 | 93.4457 | 58.7952 | 5.2167e-07 | 5.3055e-07 | 8.3311e-05 | 5.3656e-05 | 0.00031332 | 0.01422 | -65.5222 | -44.6742 | 94.4988 | 59.5459 | 5.4625e-07 | 5.4634e-07 | 0.014234 | -65.5877 | -44.7189 | 94.5489 | 59.5816 | 5.474e-07 | 5.4708e-07 | 8.0878e-05 | 5.1837e-05 | 3.1729e-06 | 0.014223 | -65.5368 | -44.6842 | 94.51 | 59.5539 | 5.465e-07 | 5.465e-07 | 0.014238 | -65.6024 | -44.7289 | 94.5602 | 59.5896 | 5.4765e-07 | 5.4724e-07 | 8.0853e-05 | 5.1819e-05 | -1.1756e-09 | 12.9189 | 6.0947e-06 | -0.04836 | 5716.749 | 54590.9317 | 0.13406 | -727.5942
0.54 | 13.1627 | -2729.3619 | -876.656 | 0.02285 | -105.2869 | -71.7865 | 126.8101 | 82.4226 | 1.0209e-06 | 8.2179e-07 | 0.022873 | -105.3921 | -71.8583 | 126.9001 | 82.4862 | 1.0217e-06 | 8.2228e-07 | 3.7133e-05 | 2.1197e-05 | -0.012493 | 0.010358 | -47.7242 | -32.5392 | 81.2969 | 50.0536 | 1.6348e-07 | 2.8387e-07 | 0.010368 | -47.7719 | -32.5717 | 81.3307 | 50.0777 | 1.6468e-07 | 2.8469e-07 | 0.00011672 | 7.92e-05 | 0.0032085 | 0.013566 | -62.508 | -42.6191 | 92.1323 | 57.789 | 4.8574e-07 | 4.9675e-07 | 0.01358 | -62.5705 | -42.6617 | 92.1797 | 57.8228 | 4.869e-07 | 4.9749e-07 | 8.573e-05 | 5.5017e-05 | 0.00035839 | 0.013924 | -64.1593 | -43.745 | 93.386 | 58.6837 | 5.1597e-07 | 5.1609e-07 | 0.013938 | -64.2235 | -43.7887 | 93.4349 | 58.7185 | 5.1712e-07 | 5.1683e-07 | 8.286e-05 | 5.2871e-05 | 4.1691e-06 | 0.013929 | -64.1785 | -43.7581 | 93.4006 | 58.6941 | 5.1631e-07 | 5.1631e-07 | 0.013943 | -64.2427 | -43.8019 | 93.4495 | 58.729 | 5.1747e-07 | 5.1705e-07 | 8.2827e-05 | 5.2847e-05 | -1.3596e-09 | 13.1627 | 5.837e-06 | -0.047357 | 5761.2618 | 55015.998 | 0.13475 | -735.1376
0.55 | 13.4064 | -2720.4721 | -867.7662 | 0.02285 | -105.2869 | -71.7865 | 126.7501 | 82.327 | 1.0127e-06 | 8.0272e-07 | 0.022873 | -105.3921 | -71.8583 | 126.8402 | 82.3906 | 1.0136e-06 | 8.032e-07 | 3.6957e-05 | 2.0861e-05 | -0.013047 | 0.0098033 | -45.1703 | -30.7979 | 79.4232 | 48.6389 | 9.2418e-08 | 2.2709e-07 | 0.0098131 | -45.2155 | -30.8287 | 79.4547 | 48.6615 | 9.3622e-08 | 2.2791e-07 | 0.00012278 | 8.3529e-05 | 0.0034311 | 0.013234 | -60.9797 | -41.5771 | 90.9059 | 56.8431 | 4.5104e-07 | 4.6393e-07 | 0.013248 | -61.0407 | -41.6186 | 90.9518 | 56.8758 | 4.5221e-07 | 4.6467e-07 | 8.8156e-05 | 5.6374e-05 | 0.00040543 | 0.01364 | -62.8478 | -42.8507 | 92.3167 | 57.8508 | 4.8612e-07 | 4.8629e-07 | 0.013653 | -62.9106 | -42.8936 | 92.3643 | 57.8848 | 4.8728e-07 | 4.8702e-07 | 8.4812e-05 | 5.3871e-05 | 5.3494e-06 | 0.013645 | -62.8724 | -42.8675 | 92.3354 | 57.8642 | 4.8658e-07 | 4.8658e-07 | 0.013659 | -62.9353 | -42.9104 | 92.383 | 57.8982 | 4.8773e-07 | 4.8731e-07 | 8.4769e-05 | 5.3839e-05 | -1.4776e-09 | 13.4064 | 5.593e-06 | -0.046394 | 5803.8826 | 55422.996 | 0.13544 | -742.7195
0.56 | 13.6502 | -2711.5823 | -858.8764 | 0.02285 | -105.2869 | -71.7865 | 126.6901 | 82.2311 | 1.0046e-06 | 7.8361e-07 | 0.022873 | -105.3921 | -71.8583 | 126.7802 | 82.2949 | 1.0054e-06 | 7.8408e-07 | 3.678e-05 | 2.0525e-05 | -0.013593 | 0.0092569 | -42.6527 | -29.0814 | 77.5971 | 47.2563 | 1.9138e-08 | 1.6898e-07 | 0.0092662 | -42.6954 | -29.1105 | 77.6265 | 47.2773 | 2.0333e-08 | 1.698e-07 | 0.00012908 | 8.8076e-05 | 0.0036546 | 0.012912 | -59.4921 | -40.5628 | 89.7161 | 55.9214 | 4.1643e-07 | 4.3135e-07 | 0.012924 | -59.5516 | -40.6033 | 89.7606 | 55.9532 | 4.176e-07 | 4.3209e-07 | 9.0589e-05 | 5.7724e-05 | 0.00045404 | 0.013366 | -61.5841 | -41.9892 | 91.2878 | 57.0452 | 4.567e-07 | 4.5692e-07 | 0.013379 | -61.6457 | -42.0312 | 91.3343 | 57.0785 | 4.5786e-07 | 4.5765e-07 | 8.6735e-05 | 5.4839e-05 | 6.7188e-06 | 0.013372 | -61.6151 | -42.0103 | 91.3112 | 57.0619 | 4.5728e-07 | 4.5728e-07 | 0.013386 | -61.6767 | -42.0523 | 91.3577 | 57.0952 | 4.5844e-07 | 4.5802e-07 | 8.6679e-05 | 5.4798e-05 | -1.4828e-09 | 13.6502 | 5.3615e-06 | -0.045466 | 5844.6945 | 55812.7213 | 0.13612 | -750.34
0.57 | 13.8939 | -2702.6925 | -849.9866 | 0.02285 | -105.2869 | -71.7865 | 126.6301 | 82.1351 | 9.964e-07 | 7.6446e-07 | 0.022873 | -105.3921 | -71.8583 | 126.7202 | 82.1989 | 9.9724e-07 | 7.6492e-07 | 3.6604e-05 | 2.0192e-05 | -0.014132 | 0.008718 | -40.1696 | -27.3884 | 75.8171 | 45.9047 | -5.6447e-08 | 1.0948e-07 | 0.0087267 | -40.2098 | -27.4158 | 75.8445 | 45.9242 | -5.5265e-08 | 1.1029e-07 | 0.00013563 | 9.2853e-05 | 0.0038793 | 0.012597 | -58.044 | -39.5755 | 88.5616 | 55.0232 | 3.8191e-07 | 3.9902e-07 | 0.01261 | -58.1021 | -39.615 | 88.6048 | 55.0541 | 3.8308e-07 | 3.9977e-07 | 9.3027e-05 | 5.9067e-05 | 0.00050383 | 0.013101 | -60.3655 | -41.1583 | 90.2967 | 56.2651 | 4.2769e-07 | 4.2796e-07 | 0.013114 | -60.4258 | -41.1994 | 90.3421 | 56.2975 | 4.2885e-07 | 4.287e-07 | 8.8629e-05 | 5.5774e-05 | 8.2765e-06 | 0.013109 | -60.4036 | -41.1843 | 90.3254 | 56.2856 | 4.2843e-07 | 4.2843e-07 | 0.013122 | -60.464 | -41.2255 | 90.3707 | 56.3181 | 4.2959e-07 | 4.2916e-07 | 8.8559e-05 | 5.5722e-05 | -1.3213e-09 | 13.8939 | 5.1418e-06 | -0.044572 | 5883.7763 | 56185.9252 | 0.13681 | -757.9991
0.58 | 14.1377 | -2693.8027 | -841.0968 | 0.02285 | -105.2869 | -71.7865 | 126.57 | 82.0389 | 9.8823e-07 | 7.4527e-07 | 0.022873 | -105.3921 | -71.8583 | 126.6601 | 82.1027 | 9.8906e-07 | 7.4572e-07 | 3.6427e-05 | 1.9859e-05 | -0.014664 | 0.0081862 | -37.7194 | -25.7177 | 74.0819 | 44.5834 | -1.3442e-07 | 4.8502e-08 | 0.0081944 | -37.7571 | -25.7435 | 74.1072 | 44.6015 | -1.3326e-07 | 4.9303e-08 | 0.00014243 | 9.7869e-05 | 0.0041052 | 0.012291 | -56.6348 | -38.6146 | 87.4417 | 54.1479 | 3.4753e-07 | 3.6696e-07 | 0.012304 | -56.6914 | -38.6533 | 87.4835 | 54.178 | 3.487e-07 | 3.6771e-07 | 9.5466e-05 | 6.0401e-05 | 0.00055434 | 0.012846 | -59.189 | -40.3562 | 89.341 | 55.5087 | 3.9909e-07 | 3.9942e-07 | 0.012859 | -59.2482 | -40.3965 | 89.3852 | 55.5404 | 4.0025e-07 | 4.0015e-07 | 9.0495e-05 | 5.6677e-05 | 1.0015e-05 | 0.012856 | -59.2352 | -40.3876 | 89.3755 | 55.5334 | 3.9999e-07 | 3.9999e-07 | 0.012869 | -59.2944 | -40.428 | 89.4198 | 55.5651 | 4.0115e-07 | 4.0072e-07 | 9.0408e-05 | 5.6612e-05 | -9.347e-10 | 14.1377 | 4.9328e-06 | -0.04371 | 5921.2024 | 56543.3177 | 0.1375 | -765.6967
0.59 | 14.3814 | -2684.9128 | -832.207 | 0.02285 | -105.2869 | -71.7865 | 126.5098 | 81.9425 | 9.8005e-07 | 7.2604e-07 | 0.022873 | -105.3921 | -71.8583 | 126.6 | 82.0064 | 9.8088e-07 | 7.2649e-07 | 3.6251e-05 | 1.9528e-05 | -0.015189 | 0.0076612 | -35.3003 | -24.0684 | 72.3899 | 43.2916 | -2.1488e-07 | -1.4035e-08 | 0.0076689 | -35.3356 | -24.0924 | 72.4132 | 43.3083 | -2.1373e-07 | -1.3244e-08 | 0.00014949 | 0.00010314 | 0.0043327 | 0.011994 | -55.2641 | -37.6801 | 86.3555 | 53.2951 | 3.133e-07 | 3.3519e-07 | 0.012006 | -55.3194 | -37.7178 | 86.3961 | 53.3243 | 3.1447e-07 | 3.3593e-07 | 9.7902e-05 | 6.1722e-05 | 0.00060512 | 0.012599 | -58.0523 | -39.5811 | 88.4183 | 54.7745 | 3.7087e-07 | 3.7129e-07 | 0.012612 | -58.1104 | -39.6207 | 88.4615 | 54.8054 | 3.7204e-07 | 3.7201e-07 | 9.2333e-05 | 5.7548e-05 | 1.1922e-05 | 0.012611 | -58.1072 | -39.6186 | 88.4592 | 54.8038 | 3.7197e-07 | 3.7197e-07 | 0.012624 | -58.1653 | -39.6582 | 88.5025 | 54.8348 | 3.7314e-07 | 3.727e-07 | 9.2227e-05 | 5.7469e-05 | -2.654e-10 | 14.3814 | 4.7338e-06 | -0.042877 | 5957.0431 | 56885.5709 | 0.13819 | -773.433
0.6 | 14.6252 | -2676.023 | -823.3172 | 0.02285 | -105.2869 | -71.7865 | 126.4496 | 81.8459 | 9.7186e-07 | 7.0677e-07 | 0.022873 | -105.3921 | -71.8583 | 126.5398 | 81.9098 | 9.7269e-07 | 7.0721e-07 | 3.6075e-05 | 1.9198e-05 | -0.015708 | 0.0071426 | -32.9108 | -22.4392 | 70.7399 | 42.0286 | -2.9791e-07 | -7.8214e-08 | 0.0071498 | -32.9438 | -22.4617 | 70.7613 | 42.044 | -2.9679e-07 | -7.7438e-08 | 0.00015682 | 0.00010866 | 0.0045622 | 0.011705 | -53.9319 | -36.7718 | 85.3028 | 52.4646 | 2.7927e-07 | 3.0373e-07 | 0.011717 | -53.9858 | -36.8085 | 85.3422 | 52.4929 | 2.8044e-07 | 3.0447e-07 | 0.00010033 | 6.3027e-05 | 0.00065568 | 0.01236 | -56.9531 | -38.8316 | 87.5268 | 54.061 | 3.4304e-07 | 3.4354e-07 | 0.012373 | -57.01 | -38.8705 | 87.569 | 54.0913 | 3.4421e-07 | 3.4426e-07 | 9.4144e-05 | 5.8387e-05 | 1.3974e-05 | 0.012374 | -57.0175 | -38.8755 | 87.5746 | 54.0953 | 3.4436e-07 | 3.4436e-07 | 0.012387 | -57.0745 | -38.9144 | 87.6168 | 54.1256 | 3.4552e-07 | 3.4508e-07 | 9.4016e-05 | 5.8293e-05 | 7.3806e-10 | 14.6252 | 4.5442e-06 | -0.042073 | 5991.3649 | 57213.3206 | 0.13887 | -781.2079
0.61 | 14.8689 | -2667.1332 | -814.4273 | 0.02285 | -105.2869 | -71.7865 | 126.3894 | 81.749 | 9.6367e-07 | 6.8746e-07 | 0.022873 | -105.3921 | -71.8583 | 126.4796 | 81.813 | 9.6449e-07 | 6.8789e-07 | 3.5899e-05 | 1.887e-05 | -0.01622 | 0.0066301 | -30.5495 | -20.8292 | 69.1306 | 40.7937 | -3.836e-07 | -1.4413e-07 | 0.0066368 | -30.5801 | -20.8501 | 69.1502 | 40.8077 | -3.8251e-07 | -1.4337e-07 | 0.00016442 | 0.00011447 | 0.004794 | 0.011424 | -52.6385 | -35.8899 | 84.2834 | 51.6562 | 2.4549e-07 | 2.7261e-07 | 0.011436 | -52.6912 | -35.9258 | 84.3216 | 51.6837 | 2.4667e-07 | 2.7335e-07 | 0.00010275 | 6.4313e-05 | 0.00070552 | 0.01213 | -55.8893 | -38.1064 | 86.6647 | 53.3672 | 3.1559e-07 | 3.1618e-07 | 0.012142 | -55.9452 | -38.1445 | 86.7059 | 53.3968 | 3.1675e-07 | 3.169e-07 | 9.5927e-05 | 5.9195e-05 | 1.6144e-05 | 0.012146 | -55.9637 | -38.1571 | 86.7196 | 53.4066 | 3.1714e-07 | 3.1714e-07 | 0.012158 | -56.0197 | -38.1952 | 86.7609 | 53.4363 | 3.183e-07 | 3.1786e-07 | 9.5776e-05 | 5.9083e-05 | 2.114e-09 | 14.8689 | 4.3632e-06 | -0.041296 | 6024.2311 | 57527.1694 | 0.13956 | -789.0213
0.62 | 15.1127 | -2658.2434 | -805.5375 | 0.02285 | -105.2869 | -71.7865 | 126.3291 | 81.652 | 9.5547e-07 | 6.6811e-07 | 0.022873 | -105.3921 | -71.8583 | 126.4193 | 81.716 | 9.5629e-07 | 6.6853e-07 | 3.5724e-05 | 1.8544e-05 | -0.016727 | 0.0061235 | -28.2149 | -19.2374 | 67.5608 | 39.5863 | -4.7206e-07 | -2.1188e-07 | 0.0061296 | -28.2431 | -19.2567 | 67.5786 | 39.599 | -4.7101e-07 | -2.1114e-07 | 0.00017229 | 0.00012055 | 0.0050285 | 0.011152 | -51.3846 | -35.0349 | 83.2973 | 50.8701 | 2.1202e-07 | 2.4187e-07 | 0.011163 | -51.436 | -35.07 | 83.3345 | 50.8968 | 2.132e-07 | 2.426e-07 | 0.00010515 | 6.5575e-05 | 0.00075411 | 0.011906 | -54.8593 | -37.4041 | 85.8302 | 52.6918 | 2.8851e-07 | 2.892e-07 | 0.011918 | -54.9141 | -37.4415 | 85.8705 | 52.7208 | 2.8967e-07 | 2.8992e-07 | 9.7682e-05 | 5.9971e-05 | 1.8395e-05 | 0.011924 | -54.944 | -37.4618 | 85.8925 | 52.7366 | 2.903e-07 | 2.903e-07 | 0.011936 | -54.999 | -37.4993 | 85.9329 | 52.7656 | 2.9147e-07 | 2.9102e-07 | 9.7507e-05 | 5.9841e-05 | 3.8802e-09 | 15.1127 | 4.1903e-06 | -0.040543 | 6055.7014 | 57827.6885 | 0.14025 | -796.8733
0.63 | 15.3564 | -2649.3536 | -796.6477 | 0.02285 | -105.2869 | -71.7865 | 126.2687 | 81.5547 | 9.4727e-07 | 6.4871e-07 | 0.022873 | -105.3921 | -71.8583 | 126.359 | 81.6189 | 9.4808e-07 | 6.4913e-07 | 3.5548e-05 | 1.8219e-05 | -0.017228 | 0.0056223 | -25.9055 | -17.6628 | 66.0294 | 38.4058 | -5.6339e-07 | -2.8156e-07 | 0.0056279 | -25.9314 | -17.6805 | 66.0455 | 38.4172 | -5.6237e-07 | -2.8084e-07 | 0.00018045 | 0.00012694 | 0.0052663 | 0.010889 | -50.171 | -34.2075 | 82.3449 | 50.1066 | 1.7893e-07 | 2.1154e-07 | 0.010899 | -50.2212 | -34.2417 | 82.3809 | 50.1325 | 1.801e-07 | 2.1226e-07 | 0.00010752 | 6.6806e-05 | 0.00080089 | 0.011689 | -53.8612 | -36.7236 | 85.022 | 52.0338 | 2.6179e-07 | 2.6259e-07 | 0.011701 | -53.9151 | -36.7603 | 85.0615 | 52.0622 | 2.6296e-07 | 2.633e-07 | 9.9411e-05 | 6.0715e-05 | 2.0685e-05 | 0.01171 | -53.9566 | -36.7886 | 85.0918 | 52.084 | 2.6385e-07 | 2.6385e-07 | 0.011722 | -54.0105 | -36.8253 | 85.1313 | 52.1124 | 2.6501e-07 | 2.6456e-07 | 9.921e-05 | 6.0566e-05 | 6.0273e-09 | 15.3564 | 4.025e-06 | -0.039815 | 6085.8325 | 58115.4197 | 0.14094 | -804.7639
0.64 | 15.6002 | -2640.4638 | -787.7579 | 0.02285 | -105.2869 | -71.7865 | 126.2083 | 81.4573 | 9.3905e-07 | 6.2928e-07 | 0.022873 | -105.3921 | -71.8583 | 126.2986 | 81.5215 | 9.3986e-07 | 6.2969e-07 | 3.5373e-05 | 1.7895e-05 | -0.017724 | 0.0051262 | -23.62 | -16.1045 | 64.5351 | 37.2515 | -6.5768e-07 | -3.5328e-07 | 0.0051314 | -23.6436 | -16.1206 | 64.5496 | 37.2618 | -6.5671e-07 | -3.5259e-07 | 0.00018889 | 0.00013363 | 0.005508 | 0.010634 | -48.9989 | -33.4084 | 81.4265 | 49.3659 | 1.4628e-07 | 1.8166e-07 | 0.010645 | -49.0479 | -33.4418 | 81.4615 | 49.3911 | 1.4745e-07 | 1.8239e-07 | 0.00010986 | 6.8002e-05 | 0.0008453 | 0.01148 | -52.8938 | -36.0639 | 84.2388 | 51.3923 | 2.3544e-07 | 2.3635e-07 | 0.011491 | -52.9467 | -36.1 | 84.2773 | 51.4201 | 2.366e-07 | 2.3706e-07 | 0.00010111 | 6.1428e-05 | 2.2964e-05 | 0.011502 | -52.9996 | -36.1361 | 84.3159 | 51.4479 | 2.3776e-07 | 2.3776e-07 | 0.011514 | -53.0526 | -36.1722 | 84.3546 | 51.4757 | 2.3892e-07 | 2.3847e-07 | 0.00010088 | 6.126e-05 | 8.5122e-09 | 15.6002 | 3.8667e-06 | -0.039108 | 6114.6783 | 58390.877 | 0.14162 | -812.6931
0.65 | 15.8439 | -2631.574 | -778.8681 | 0.02285 | -105.2869 | -71.7865 | 126.1479 | 81.3596 | 9.3083e-07 | 6.098e-07 | 0.022873 | -105.3921 | -71.8583 | 126.2382 | 81.4239 | 9.3164e-07 | 6.102e-07 | 3.5197e-05 | 1.7573e-05 | -0.018215 | 0.0046351 | -21.3571 | -14.5616 | 63.0771 | 36.1231 | -7.5506e-07 | -4.2715e-07 | 0.0046397 | -21.3784 | -14.5762 | 63.0899 | 36.1322 | -7.5414e-07 | -4.265e-07 | 0.00019763 | 0.00014064 | 0.0057541 | 0.010389 | -47.8699 | -32.6385 | 80.5428 | 48.6486 | 1.1416e-07 | 1.523e-07 | 0.0104 | -47.9177 | -32.6712 | 80.5769 | 48.6732 | 1.1533e-07 | 1.5302e-07 | 0.00011216 | 6.9155e-05 | 0.00088671 | 0.011276 | -51.9555 | -35.4242 | 83.4792 | 50.7664 | 2.0945e-07 | 2.1048e-07 | 0.011287 | -52.0075 | -35.4597 | 83.517 | 50.7936 | 2.1061e-07 | 2.1118e-07 | 0.00010279 | 6.211e-05 | 2.5176e-05 | 0.011301 | -52.0715 | -35.5033 | 83.5635 | 50.8272 | 2.1204e-07 | 2.1204e-07 | 0.011312 | -52.1236 | -35.5388 | 83.6013 | 50.8545 | 2.132e-07 | 2.1274e-07 | 0.00010253 | 6.1921e-05 | 1.1255e-08 | 15.8439 | 3.715e-06 | -0.038424 | 6142.29 | 58654.5487 | 0.14231 | -820.6608
0.66 | 16.0877 | -2622.6842 | -769.9783 | 0.02285 | -105.2869 | -71.7865 | 126.0874 | 81.2618 | 9.2261e-07 | 5.9028e-07 | 0.022873 | -105.3921 | -71.8583 | 126.1778 | 81.3261 | 9.2341e-07 | 5.9068e-07 | 3.5022e-05 | 1.7253e-05 | -0.018702 | 0.0041486 | -19.1155 | -13.0333 | 61.6541 | 35.02 | -8.5563e-07 | -5.0331e-07 | 0.0041528 | -19.1346 | -13.0463 | 61.6654 | 35.0281 | -8.5477e-07 | -5.0269e-07 | 0.00020666 | 0.00014799 | 0.0060052 | 0.010154 | -46.7855 | -31.8992 | 79.6947 | 47.9554 | 8.2679e-08 | 1.235e-07 | 0.010164 | -46.8323 | -31.9311 | 79.7278 | 47.9793 | 8.3841e-08 | 1.2421e-07 | 0.00011441 | 7.0257e-05 | 0.00092452 | 0.011078 | -51.0454 | -34.8037 | 82.7424 | 50.1555 | 1.8382e-07 | 1.8496e-07 | 0.011089 | -51.0964 | -34.8385 | 82.7793 | 50.1821 | 1.8498e-07 | 1.8565e-07 | 0.00010443 | 6.2759e-05 | 2.726e-05 | 0.011106 | -51.171 | -34.8893 | 82.8332 | 50.2211 | 1.8666e-07 | 1.8667e-07 | 0.011117 | -51.2222 | -34.9242 | 82.8702 | 50.2478 | 1.8782e-07 | 1.8736e-07 | 0.00010415 | 6.2552e-05 | 1.4136e-08 | 16.0877 | 3.5696e-06 | -0.037759 | 6168.716 | 58906.8985 | 0.143 | -828.6672
0.67 | 16.3314 | -2613.7944 | -761.0885 | 0.02285 | -105.2869 | -71.7865 | 126.0268 | 81.1637 | 9.1437e-07 | 5.7072e-07 | 0.022873 | -105.3921 | -71.8583 | 126.1173 | 81.228 | 9.1517e-07 | 5.7111e-07 | 3.4848e-05 | 1.6934e-05 | -0.019184 | 0.0036665 | -16.8939 | -11.5186 | 60.2653 | 33.9419 | -9.5951e-07 | -5.8186e-07 | 0.0036701 | -16.9108 | -11.5301 | 60.2752 | 33.9488 | -9.5872e-07 | -5.8129e-07 | 0.00021598 | 0.00015568 | 0.0062622 | 0.0099286 | -45.7479 | -31.1917 | 78.883 | 47.2869 | 5.1926e-08 | 9.532e-08 | 0.0099386 | -45.7936 | -31.2229 | 78.9152 | 47.3101 | 5.3084e-08 | 9.6028e-08 | 0.0001166 | 7.1301e-05 | 0.00095804 | 0.010887 | -50.1622 | -34.2015 | 82.0272 | 49.5588 | 1.5855e-07 | 1.5979e-07 | 0.010898 | -50.2124 | -34.2357 | 82.0633 | 49.5849 | 1.597e-07 | 1.6048e-07 | 0.00010605 | 6.3376e-05 | 2.915e-05 | 0.010916 | -50.2965 | -34.2931 | 82.124 | 49.6287 | 1.6164e-07 | 1.6164e-07 | 0.010927 | -50.3468 | -34.3274 | 82.1602 | 49.6549 | 1.6279e-07 | 1.6233e-07 | 0.00010574 | 6.315e-05 | 1.7e-08 | 16.3314 | 3.43e-06 | -0.037114 | 6194.0025 | 59148.3672 | 0.14369 | -836.7121
0.68 | 16.5752 | -2604.9045 | -752.1987 | 0.02285 | -105.2869 | -71.7865 | 125.9662 | 81.0654 | 9.0613e-07 | 5.5112e-07 | 0.022873 | -105.3921 | -71.8583 | 126.0567 | 81.1298 | 9.0693e-07 | 5.515e-07 | 3.4673e-05 | 1.6617e-05 | -0.019662 | 0.0031884 | -14.6912 | -10.0167 | 58.9097 | 32.8881 | -1.0668e-06 | -6.6295e-07 | 0.0031916 | -14.7059 | -10.0267 | 58.9181 | 32.894 | -1.0661e-06 | -6.6243e-07 | 0.00022562 | 0.00016373 | 0.0065257 | 0.0097141 | -44.7592 | -30.5177 | 78.1089 | 46.644 | 2.2021e-08 | 6.7827e-08 | 0.0097238 | -44.804 | -30.5482 | 78.1403 | 46.6667 | 2.3174e-08 | 6.8529e-08 | 0.0001187 | 7.2276e-05 | 0.00098659 | 0.010701 | -49.3051 | -33.6171 | 81.3328 | 48.9757 | 1.3364e-07 | 1.3498e-07 | 0.010711 | -49.3544 | -33.6507 | 81.3682 | 49.0013 | 1.3479e-07 | 1.3567e-07 | 0.00010764 | 6.3961e-05 | 3.0778e-05 | 0.010731 | -49.4469 | -33.7138 | 81.4346 | 49.0493 | 1.3695e-07 | 1.3695e-07 | 0.010742 | -49.4963 | -33.7475 | 81.4701 | 49.075 | 1.381e-07 | 1.3763e-07 | 0.00010731 | 6.3718e-05 | 1.9662e-08 | 16.5752 | 3.2958e-06 | -0.036487 | 6218.1935 | 59379.3741 | 0.14437 | -844.7957
0.69 | 16.819 | -2596.0147 | -743.3088 | 0.02285 | -105.2869 | -71.7865 | 125.9056 | 80.9669 | 8.9789e-07 | 5.3147e-07 | 0.022873 | -105.3921 | -71.8583 | 125.9961 | 81.0314 | 8.9868e-07 | 5.3185e-07 | 3.4498e-05 | 1.6301e-05 | -0.020136 | 0.0027142 | -12.5061 | -8.5269 | 57.5864 | 31.8585 | -1.1777e-06 | -7.4671e-07 | 0.0027169 | -12.5186 | -8.5354 | 57.5935 | 31.8634 | -1.177e-06 | -7.4624e-07 | 0.00023556 | 0.00017214 | 0.0067965 | 0.0095107 | -43.8221 | -29.8787 | 77.3737 | 46.0278 | -6.9117e-09 | 4.1089e-08 | 0.0095202 | -43.8659 | -29.9086 | 77.4043 | 46.0499 | -5.7635e-09 | 4.1785e-08 | 0.00012072 | 7.3172e-05 | 0.0010094 | 0.01052 | -48.4732 | -33.0499 | 80.6584 | 48.4057 | 1.0909e-07 | 1.1052e-07 | 0.010531 | -48.5216 | -33.0829 | 80.6931 | 48.4308 | 1.1024e-07 | 1.112e-07 | 0.0001092 | 6.4512e-05 | 3.2073e-05 | 0.010552 | -48.6209 | -33.1506 | 80.7641 | 48.4822 | 1.1259e-07 | 1.1259e-07 | 0.010563 | -48.6696 | -33.1838 | 80.7989 | 48.5074 | 1.1374e-07 | 1.1327e-07 | 0.00010885 | 6.4256e-05 | 2.192e-08 | 16.819 | 3.1668e-06 | -0.035877 | 6241.3307 | 59600.3178 | 0.14506 | -852.9178
0.7 | 17.0627 | -2587.1249 | -734.419 | 0.02285 | -105.2869 | -71.7865 | 125.8449 | 80.8682 | 8.8963e-07 | 5.1179e-07 | 0.022873 | -105.3921 | -71.8583 | 125.9354 | 80.9327 | 8.9042e-07 | 5.1215e-07 | 3.4324e-05 | 1.5988e-05 | -0.020607 | 0.0022436 | -10.3376 | -7.0484 | 56.2946 | 30.8525 | -1.2922e-06 | -8.3329e-07 | 0.0022458 | -10.348 | -7.0554 | 56.3002 | 30.8565 | -1.2917e-06 | -8.3289e-07 | 0.00024581 | 0.00018094 | 0.0070755 | 0.0093191 | -42.9392 | -29.2767 | 76.6789 | 45.4394 | -3.4738e-08 | 1.518e-08 | 0.0093284 | -42.9822 | -29.306 | 76.7088 | 45.461 | -3.3595e-08 | 1.587e-08 | 0.00012264 | 7.3979e-05 | 0.0010258 | 0.010345 | -47.6656 | -32.4993 | 80.0033 | 47.8482 | 8.4907e-08 | 8.6414e-08 | 0.010355 | -47.7133 | -32.5318 | 80.0373 | 47.8728 | 8.6052e-08 | 8.7086e-08 | 0.00011073 | 6.503e-05 | 3.2967e-05 | 0.010378 | -47.8175 | -32.6028 | 80.1115 | 47.9267 | 8.8553e-08 | 8.8554e-08 | 0.010388 | -47.8653 | -32.6354 | 80.1456 | 47.9514 | 8.9699e-08 | 8.9226e-08 | 0.00011037 | 6.4763e-05 | 2.3567e-08 | 17.0627 | 3.0427e-06 | -0.035285 | 6263.4538 | 59811.578 | 0.14575 | -861.0785
0.71 | 17.3065 | -2578.2351 | -725.5292 | 0.02285 | -105.2869 | -71.7865 | 125.7841 | 80.7692 | 8.8137e-07 | 4.9205e-07 | 0.022873 | -105.3921 | -71.8583 | 125.8747 | 80.8338 | 8.8215e-07 | 4.9241e-07 | 3.415e-05 | 1.5676e-05 | -0.021074 | 0.0017763 | -8.1845 | -5.5804 | 55.0332 | 29.87 | -1.4106e-06 | -9.2285e-07 | 0.0017781 | -8.1927 | -5.5859 | 55.0376 | 29.873 | -1.4101e-06 | -9.2251e-07 | 0.00025637 | 0.00019013 | 0.0073636 | 0.0091399 | -42.1138 | -28.7139 | 76.0262 | 44.8799 | -6.1312e-08 | -9.8212e-09 | 0.0091491 | -42.1559 | -28.7426 | 76.0553 | 44.901 | -6.0174e-08 | -9.1386e-09 | 0.00012444 | 7.4685e-05 | 0.0010348 | 0.010175 | -46.8817 | -31.9648 | 79.3668 | 47.3028 | 6.109e-08 | 6.265e-08 | 0.010185 | -46.9286 | -31.9968 | 79.4001 | 47.3269 | 6.2232e-08 | 6.3317e-08 | 0.00011223 | 6.5515e-05 | 3.3393e-05 | 0.010208 | -47.0356 | -32.0697 | 79.476 | 47.382 | 6.4833e-08 | 6.4835e-08 | 0.010218 | -47.0826 | -32.1018 | 79.5094 | 47.4063 | 6.5975e-08 | 6.5501e-08 | 0.00011186 | 6.524e-05 | 2.4418e-08 | 17.3065 | 2.9232e-06 | -0.034708 | 6284.6007 | 60013.5159 | 0.14644 | -869.2777
0.72 | 17.5502 | -2569.3453 | -716.6394 | 0.02285 | -105.2869 | -71.7865 | 125.7234 | 80.6701 | 8.7311e-07 | 4.7228e-07 | 0.022873 | -105.3921 | -71.8583 | 125.8139 | 80.7347 | 8.7388e-07 | 4.7263e-07 | 3.3975e-05 | 1.5365e-05 | -0.021538 | 0.0013121 | -6.0458 | -4.1221 | 53.8016 | 28.9104 | -1.5329e-06 | -1.0155e-06 | 0.0013134 | -6.0518 | -4.1262 | 53.8048 | 28.9126 | -1.5326e-06 | -1.0153e-06 | 0.00026725 | 0.00019972 | 0.0076619 | 0.008974 | -41.3491 | -28.1926 | 75.4174 | 44.3509 | -8.6479e-08 | -3.3834e-08 | 0.0089829 | -41.3904 | -28.2207 | 75.4459 | 44.3716 | -8.5347e-08 | -3.3159e-08 | 0.00012611 | 7.5277e-05 | 0.0010356 | 0.01001 | -46.1208 | -31.446 | 78.7482 | 46.769 | 3.7642e-08 | 3.9231e-08 | 0.01002 | -46.1669 | -31.4774 | 78.7808 | 46.7927 | 3.878e-08 | 3.9892e-08 | 0.0001137 | 6.5965e-05 | 3.3291e-05 | 0.010043 | -46.2742 | -31.5506 | 78.8567 | 46.8478 | 4.1423e-08 | 4.1424e-08 | 0.010053 | -46.3205 | -31.5821 | 78.8894 | 46.8716 | 4.2561e-08 | 4.2084e-08 | 0.00011332 | 6.5687e-05 | 2.4326e-08 | 17.5502 | 2.8081e-06 | -0.034146 | 6304.8074 | 60206.4759 | 0.14712 | -877.5156
0.73 | 17.794 | -2560.4555 | -707.7496 | 0.02285 | -105.2869 | -71.7865 | 125.6625 | 80.5707 | 8.6483e-07 | 4.5246e-07 | 0.022873 | -105.3921 | -71.8583 | 125.7531 | 80.6354 | 8.6561e-07 | 4.528e-07 | 3.3802e-05 | 1.5057e-05 | -0.022 | 0.00085081 | -3.9202 | -2.6729 | 52.599 | 27.9736 | -1.6593e-06 | -1.1115e-06 | 0.00085166 | -3.9242 | -2.6756 | 52.601 | 27.975 | -1.6591e-06 | -1.1114e-06 | 0.00027845 | 0.00020973 | 0.0079712 | 0.008822 | -40.6488 | -27.7151 | 74.8546 | 43.8539 | -1.1008e-07 | -5.6775e-08 | 0.0088308 | -40.6895 | -27.7428 | 74.8825 | 43.8742 | -1.0895e-07 | -5.6106e-08 | 0.00012763 | 7.5742e-05 | 0.0010273 | 0.0098493 | -45.3822 | -30.9424 | 78.1468 | 46.2463 | 1.4565e-08 | 1.6155e-08 | 0.0098591 | -45.4275 | -30.9733 | 78.1788 | 46.2696 | 1.5699e-08 | 1.6809e-08 | 0.00011514 | 6.638e-05 | 3.2607e-05 | 0.0098819 | -45.5324 | -31.0448 | 78.2527 | 46.3233 | 1.8315e-08 | 1.8316e-08 | 0.0098918 | -45.5779 | -31.0759 | 78.2848 | 46.3467 | 1.9449e-08 | 1.897e-08 | 0.00011476 | 6.6104e-05 | 2.3214e-08 | 17.794 | 2.697e-06 | -0.033598 | 6324.1083 | 60390.786 | 0.14781 | -885.7921
0.74 | 18.0377 | -2551.5657 | -698.8598 | 0.02285 | -105.2869 | -71.7865 | 125.6016 | 80.4711 | 8.5655e-07 | 4.326e-07 | 0.022873 | -105.3921 | -71.8583 | 125.6922 | 80.5359 | 8.5732e-07 | 4.3293e-07 | 3.3628e-05 | 1.475e-05 | -0.022458 | 0.00039216 | -1.8069 | -1.232 | 51.4246 | 27.0591 | -1.79e-06 | -1.211e-06 | 0.00039255 | -1.8087 | -1.2332 | 51.4255 | 27.0598 | -1.7899e-06 | -1.2109e-06 | 0.00028998 | 0.00022016 | 0.0082927 | 0.0086849 | -40.017 | -27.2843 | 74.34 | 43.3906 | -1.3193e-07 | -7.8556e-08 | 0.0086936 | -40.057 | -27.3116 | 74.3673 | 43.4105 | -1.3081e-07 | -7.7896e-08 | 0.00012897 | 7.6066e-05 | 0.0010088 | 0.0096937 | -44.6652 | -30.4535 | 77.5622 | 45.7344 | -8.1404e-09 | -6.582e-09 | 0.0097033 | -44.7098 | -30.484 | 77.5936 | 45.7572 | -7.0107e-09 | -5.9348e-09 | 0.00011655 | 6.6761e-05 | 3.1302e-05 | 0.009725 | -44.8094 | -30.5519 | 77.6635 | 45.8081 | -4.4962e-09 | -4.4951e-09 | 0.0097347 | -44.8542 | -30.5824 | 77.695 | 45.831 | -3.3663e-09 | -3.8485e-09 | 0.00011618 | 6.6493e-05 | 2.1091e-08 |  | 2.5898e-06 | -0.033065 | 0 | 0 | 0.1485 | -894.1071
0.75 | 18.2815 | -2542.6759 | -689.97 | 0.02285 | -105.2869 | -71.7865 | 125.5407 | 80.3713 | 8.4826e-07 | 4.1269e-07 | 0.022873 | -105.3921 | -71.8583 | 125.6313 | 80.4361 | 8.4903e-07 | 4.1302e-07 | 3.3454e-05 | 1.4445e-05 | -0.022914 | -6.4069e-05 | 0.29521 | 0.20128 | 50.2776 | 26.1668 | -1.9251e-06 | -1.3142e-06 | -6.4133e-05 | 0.2955 | 0.20148 | 50.2774 | 26.1667 | -1.9251e-06 | -1.3142e-06 | 0.00030183 | 0.00023102 | 0.0086276 | 0.0085635 | -39.458 | -26.9031 | 73.8761 | 42.9628 | -1.5186e-07 | -9.9093e-08 | 0.0085721 | -39.4974 | -26.9301 | 73.903 | 42.9824 | -1.5075e-07 | -9.844e-08 | 0.00013013 | 7.6234e-05 | 0.00097904 | 0.0095426 | -43.969 | -29.9789 | 76.9936 | 45.2327 | -3.0476e-08 | -2.8984e-08 | 0.0095521 | -44.013 | -30.0089 | 77.0243 | 45.2551 | -2.9351e-08 | -2.8344e-08 | 0.00011793 | 6.7107e-05 | 2.9355e-05 | 0.0095719 | -44.1043 | -30.0711 | 77.0883 | 45.3017 | -2.7018e-08 | -2.7017e-08 | 0.0095815 | -44.1484 | -30.1012 | 77.1191 | 45.3242 | -2.5892e-08 | -2.6377e-08 | 0.00011758 | 6.6852e-05 | 1.8078e-08 |  | 2.4863e-06 | -0.032545 | 0 | 0 | 0.14919 | -902.4607
0.76 | 18.5252 | -2533.786 | -681.0802 | 0.02285 | -105.2869 | -71.7865 | 125.4797 | 80.2712 | 8.3997e-07 | 3.9273e-07 | 0.022873 | -105.3921 | -71.8583 | 125.5704 | 80.3362 | 8.4073e-07 | 3.9306e-07 | 3.3281e-05 | 1.4142e-05 | -0.023368 | -0.00051808 | 2.3872 | 1.6276 | 49.1573 | 25.2964 | -2.0647e-06 | -1.4212e-06 | -0.0005186 | 2.3895 | 1.6292 | 49.1561 | 25.2956 | -2.0649e-06 | -1.4213e-06 | 0.00031401 | 0.00024232 | 0.0089771 | 0.008459 | -38.9763 | -26.5748 | 73.4657 | 42.5728 | -1.6968e-07 | -1.183e-07 | 0.0084675 | -39.0153 | -26.6013 | 73.4922 | 42.5921 | -1.6858e-07 | -1.1765e-07 | 0.00013108 | 7.6234e-05 | 0.00093686 | 0.0093959 | -43.2931 | -29.518 | 76.4403 | 44.7408 | -5.2446e-08 | -5.1057e-08 | 0.0094053 | -43.3363 | -29.5475 | 76.4705 | 44.7628 | -5.1325e-08 | -5.0424e-08 | 0.00011927 | 6.7417e-05 | 2.6769e-05 | 0.0094226 | -43.4164 | -29.6021 | 76.5264 | 44.8036 | -4.9256e-08 | -4.9255e-08 | 0.0094321 | -43.4598 | -29.6317 | 76.5567 | 44.8257 | -4.8135e-08 | -4.8622e-08 | 0.00011895 | 6.7182e-05 | 1.441e-08 |  | 2.3863e-06 | -0.032037 | 0 | 0 | 0.14987 | -910.8529
0.77 | 18.769 | -2524.8962 | -672.1903 | 0.02285 | -105.2869 | -71.7865 | 125.4186 | 80.171 | 8.3167e-07 | 3.7274e-07 | 0.022873 | -105.3921 | -71.8583 | 125.5093 | 80.2359 | 8.3242e-07 | 3.7305e-07 | 3.3108e-05 | 1.3841e-05 | -0.02382 | -0.00097011 | 4.4699 | 3.0477 | 48.0631 | 24.4475 | -2.2091e-06 | -1.5322e-06 | -0.00097108 | 4.4744 | 3.0507 | 48.0609 | 24.4461 | -2.2094e-06 | -1.5325e-06 | 0.00032652 | 0.00025407 | 0.0093425 | 0.0083724 | -38.5771 | -26.3026 | 73.1118 | 42.2227 | -1.8521e-07 | -1.3609e-07 | 0.0083807 | -38.6157 | -26.3289 | 73.138 | 42.2418 | -1.841e-07 | -1.3545e-07 | 0.00013181 | 7.6049e-05 | 0.00088097 | 0.0092533 | -42.6363 | -29.0702 | 75.9017 | 44.2582 | -7.4057e-08 | -7.281e-08 | 0.0092626 | -42.679 | -29.0993 | 75.9313 | 44.2798 | -7.2941e-08 | -7.2183e-08 | 0.00012059 | 6.7694e-05 | 2.3576e-05 | 0.0092769 | -42.745 | -29.1443 | 75.9772 | 44.3133 | -7.1216e-08 | -7.1215e-08 | 0.0092862 | -42.7877 | -29.1734 | 76.007 | 44.335 | -7.01e-08 | -7.0589e-08 | 0.0001203 | 6.7484e-05 | 1.0431e-08 |  | 2.2896e-06 | -0.031542 | 0 | 0 | 0.15056 | -919.2837
0.78 | 19.0127 | -2516.0064 | -663.3005 | 0.02285 | -105.2869 | -71.7865 | 125.3575 | 80.0705 | 8.2336e-07 | 3.5269e-07 | 0.022873 | -105.3921 | -71.8583 | 125.4483 | 80.1355 | 8.2411e-07 | 3.53e-07 | 3.2935e-05 | 1.3542e-05 | -0.024271 | -0.0014203 | 6.5445 | 4.4622 | 46.9942 | 23.62 | -2.3583e-06 | -1.6475e-06 | -0.0014218 | 6.551 | 4.4666 | 46.9911 | 23.618 | -2.3588e-06 | -1.6479e-06 | 0.00033936 | 0.00026627 | 0.0097252 | 0.0083048 | -38.2658 | -26.0903 | 72.8178 | 41.9152 | -1.9824e-07 | -1.5238e-07 | 0.0083131 | -38.3041 | -26.1164 | 72.8438 | 41.9341 | -1.9714e-07 | -1.5175e-07 | 0.00013228 | 7.5666e-05 | 0.00080996 | 0.0091148 | -41.9978 | -28.6349 | 75.3769 | 43.7842 | -9.5322e-08 | -9.4252e-08 | 0.0091239 | -42.0398 | -28.6635 | 75.406 | 43.8055 | -9.4211e-08 | -9.3632e-08 | 0.00012187 | 6.7936e-05 | 1.9852e-05 | 0.0091346 | -42.0893 | -28.6972 | 75.4403 | 43.8305 | -9.2904e-08 | -9.2904e-08 | 0.0091438 | -42.1314 | -28.7259 | 75.4695 | 43.8519 | -9.1793e-08 | -9.2285e-08 | 0.00012163 | 6.7757e-05 | 6.5653e-09 |  | 2.1961e-06 | -0.031058 | 0 | 0 | 0.15125 | -927.7531
0.79 | 19.2565 | -2507.1166 | -654.4107 | 0.02285 | -105.2869 | -71.7865 | 125.2963 | 79.9697 | 8.1504e-07 | 3.326e-07 | 0.022873 | -105.3921 | -71.8583 | 125.3871 | 80.0348 | 8.1579e-07 | 3.3291e-07 | 3.2762e-05 | 1.3245e-05 | -0.024719 | -0.001869 | 8.6118 | 5.8717 | 45.95 | 22.8135 | -2.5127e-06 | -1.7673e-06 | -0.0018709 | 8.6204 | 5.8776 | 45.9461 | 22.8109 | -2.5133e-06 | -1.7679e-06 | 0.00035253 | 0.00027894 | 0.010127 | 0.0082576 | -38.0481 | -25.9419 | 72.5874 | 41.6529 | -2.0858e-07 | -1.6711e-07 | 0.0082658 | -38.0862 | -25.9678 | 72.6132 | 41.6718 | -2.0748e-07 | -1.6649e-07 | 0.00013248 | 7.507e-05 | 0.00072231 | 0.0089799 | -41.3763 | -28.2111 | 74.8649 | 43.3182 | -1.1626e-07 | -1.154e-07 | 0.0089889 | -41.4177 | -28.2393 | 74.8934 | 43.3391 | -1.1516e-07 | -1.1479e-07 | 0.00012313 | 6.8145e-05 | 1.5728e-05 | 0.0089956 | -41.4488 | -28.2605 | 74.9149 | 43.3548 | -1.1433e-07 | -1.1433e-07 | 0.0090046 | -41.4902 | -28.2888 | 74.9436 | 43.3758 | -1.1322e-07 | -1.1371e-07 | 0.00012293 | 6.8002e-05 | 3.2597e-09 |  | 2.1056e-06 | -0.030585 | 0 | 0 | 0.15194 | -936.261
0.8 | 19.5002 | -2498.2268 | -645.5209 | 0.02285 | -105.2869 | -71.7865 | 125.2351 | 79.8688 | 8.0672e-07 | 3.1247e-07 | 0.022873 | -105.3921 | -71.8583 | 125.326 | 79.934 | 8.0747e-07 | 3.1276e-07 | 3.2589e-05 | 1.295e-05 | -0.025167 | -0.0023163 | 10.6728 | 7.2769 | 44.9299 | 22.0278 | -2.6722e-06 | -1.8919e-06 | -0.0023186 | 10.6835 | 7.2842 | 44.9252 | 22.0247 | -2.6731e-06 | -1.8925e-06 | 0.00036605 | 0.00029206 | 0.010548 | 0.008232 | -37.9304 | -25.8616 | 72.4246 | 41.4392 | -2.1604e-07 | -1.802e-07 | 0.0082402 | -37.9683 | -25.8875 | 72.4503 | 41.458 | -2.1495e-07 | -1.7959e-07 | 0.00013239 | 7.4249e-05 | 0.00061633 | 0.0088483 | -40.7702 | -27.7979 | 74.3645 | 42.8593 | -1.3691e-07 | -1.3627e-07 | 0.0088572 | -40.811 | -27.8257 | 74.3926 | 42.8798 | -1.3581e-07 | -1.3566e-07 | 0.00012436 | 6.8324e-05 | 1.1405e-05 | 0.0088597 | -40.8228 | -27.8337 | 74.4007 | 42.8858 | -1.3549e-07 | -1.3549e-07 | 0.0088686 | -40.8636 | -27.8615 | 74.4289 | 42.9064 | -1.3439e-07 | -1.3488e-07 | 0.00012422 | 6.822e-05 | 8.9306e-10 |  | 2.0179e-06 | -0.030123 | 0 | 0 | 0.15262 | -944.8076
0.81 | 19.744 | -2489.337 | -636.6311 | 0.02285 | -105.2869 | -71.7865 | 125.1739 | 79.7676 | 7.9839e-07 | 2.9229e-07 | 0.022873 | -105.3921 | -71.8583 | 125.2647 | 79.8328 | 7.9913e-07 | 2.9258e-07 | 3.2416e-05 | 1.2657e-05 | -0.025613 | -0.0027625 | 12.7285 | 8.6785 | 43.9333 | 21.2627 | -2.8373e-06 | -2.0213e-06 | -0.0027652 | 12.7412 | 8.6872 | 43.9277 | 21.2591 | -2.8383e-06 | -2.0222e-06 | 0.00037989 | 0.00030566 | 0.010992 | 0.0082296 | -37.9192 | -25.854 | 72.3338 | 41.2773 | -2.2043e-07 | -1.9161e-07 | 0.0082378 | -37.9571 | -25.8798 | 72.3595 | 41.2961 | -2.1935e-07 | -1.9101e-07 | 0.00013199 | 7.3191e-05 | 0.00049015 | 0.0087197 | -40.1776 | -27.3938 | 73.8745 | 42.4064 | -1.573e-07 | -1.5689e-07 | 0.0087285 | -40.2178 | -27.4212 | 73.9021 | 42.4267 | -1.562e-07 | -1.5629e-07 | 0.00012557 | 6.8476e-05 | 7.1767e-06 | 0.0087269 | -40.2107 | -27.4164 | 73.8972 | 42.4231 | -1.564e-07 | -1.564e-07 | 0.0087356 | -40.2509 | -27.4438 | 73.9248 | 42.4434 | -1.553e-07 | -1.558e-07 | 0.00012548 | 6.8409e-05 | -3.3823e-10 |  | 1.9329e-06 | -0.029671 | 0 | 0 | 0.15331 | -953.3927
0.82 | 19.9877 | -2480.4472 | -627.7413 | 0.02285 | -105.2869 | -71.7865 | 125.1126 | 79.6661 | 7.9005e-07 | 2.7206e-07 | 0.022873 | -105.3921 | -71.8583 | 125.2035 | 79.7315 | 7.9079e-07 | 2.7234e-07 | 3.2244e-05 | 1.2366e-05 | -0.026058 | -0.0032076 | 14.7797 | 10.0771 | 42.9595 | 20.5178 | -3.0079e-06 | -2.1559e-06 | -0.0032108 | 14.7945 | 10.0871 | 42.9532 | 20.5138 | -3.0092e-06 | -2.157e-06 | 0.00039408 | 0.00031973 | 0.011459 | 0.0082518 | -38.0218 | -25.9239 | 72.32 | 41.1711 | -2.2159e-07 | -2.013e-07 | 0.0082601 | -38.0598 | -25.9499 | 72.3458 | 41.19 | -2.2051e-07 | -2.0071e-07 | 0.00013126 | 7.1887e-05 | 0.00034168 | 0.0085935 | -39.5961 | -26.9974 | 73.3929 | 41.9584 | -1.7749e-07 | -1.7729e-07 | 0.0086021 | -39.6357 | -27.0244 | 73.4201 | 41.9783 | -1.764e-07 | -1.767e-07 | 0.00012677 | 6.8603e-05 | 3.4575e-06 | 0.008597 | -39.6121 | -27.0082 | 73.4038 | 41.9664 | -1.7705e-07 | -1.7705e-07 | 0.0086056 | -39.6517 | -27.0352 | 73.431 | 41.9863 | -1.7596e-07 | -1.7646e-07 | 0.00012672 | 6.8571e-05 | -5.4096e-10 |  | 1.8505e-06 | -0.02923 | 0 | 0 | 0.154 | -962.0164
0.83 | 20.2315 | -2471.5574 | -618.8515 | 0.02285 | -105.2869 | -71.7865 | 125.0512 | 79.5645 | 7.8171e-07 | 2.5178e-07 | 0.022873 | -105.3921 | -71.8583 | 125.1421 | 79.6299 | 7.8244e-07 | 2.5206e-07 | 3.2072e-05 | 1.2077e-05 | -0.026502 | -0.003652 | 16.8274 | 11.4733 | 42.008 | 19.793 | -3.1845e-06 | -2.296e-06 | -0.0036557 | 16.8443 | 11.4847 | 42.001 | 19.7885 | -3.1859e-06 | -2.2972e-06 | 0.0004086 | 0.00033427 | 0.011953 | 0.0083005 | -38.2458 | -26.0767 | 72.3887 | 41.1248 | -2.1934e-07 | -2.0925e-07 | 0.0083088 | -38.2841 | -26.1028 | 72.4147 | 41.1439 | -2.1826e-07 | -2.0867e-07 | 0.00013018 | 7.0328e-05 | 0.00016857 | 0.008469 | -39.0225 | -26.6063 | 72.9177 | 41.5135 | -1.9757e-07 | -1.9752e-07 | 0.0084775 | -39.0615 | -26.6329 | 72.9443 | 41.5331 | -1.9649e-07 | -1.9694e-07 | 0.00012796 | 6.8713e-05 | 8.1939e-07 | 0.0084699 | -39.0263 | -26.6088 | 72.9203 | 41.5154 | -1.9747e-07 | -1.9747e-07 | 0.0084783 | -39.0653 | -26.6354 | 72.9469 | 41.535 | -1.9638e-07 | -1.9689e-07 | 0.00012795 | 6.8705e-05 | -1.9046e-10 |  | 1.7706e-06 | -0.028798 | 0 | 0 | 0.15469 | -970.6787
0.84 | 20.4752 | -2462.6675 | -609.9617 | 0.02285 | -105.2869 | -71.7865 | 124.9898 | 79.4626 | 7.7336e-07 | 2.3146e-07 | 0.022873 | -105.3921 | -71.8583 | 125.0808 | 79.528 | 7.7409e-07 | 2.3173e-07 | 3.19e-05 | 1.179e-05 | -0.026946 | -0.0040959 | 18.8726 | 12.8677 | 41.0782 | 19.0878 | -3.367e-06 | -2.4418e-06 | -0.0041 | 18.8915 | 12.8805 | 41.0705 | 19.083 | -3.3688e-06 | -2.4432e-06 | 0.00042347 | 0.00034929 | 0.012473 | 0.0083772 | -38.5995 | -26.3178 | 72.5459 | 41.1432 | -2.1354e-07 | -2.1546e-07 | 0.0083856 | -38.6381 | -26.3442 | 72.5722 | 41.1625 | -2.1246e-07 | -2.1488e-07 | 0.00012873 | 6.8509e-05 | -3.1848e-05 | 0.0083454 | -38.4528 | -26.2178 | 72.4459 | 41.0697 | -2.1765e-07 | -2.1764e-07 | 0.0083537 | -38.4912 | -26.244 | 72.4721 | 41.0889 | -2.1657e-07 | -2.1707e-07 | 0.00012915 | 6.8813e-05 | 3.8844e-08 | 0.0083454 | -38.4529 | -26.2179 | 72.4461 | 41.0698 | -2.1764e-07 | -2.1764e-07 | 0.0083538 | -38.4914 | -26.2441 | 72.4722 | 41.089 | -2.1656e-07 | -2.1707e-07 | 0.00012915 | 6.8812e-05 | -9.7802e-12 |  | 1.6931e-06 | -0.028374 | 0 | 0 | 0.15537 | -979.3796
0.85 | 20.719 | -2453.7777 | -601.0719 | 0.02285 | -105.2869 | -71.7865 | 124.9283 | 79.3604 | 7.65e-07 | 2.1109e-07 | 0.022873 | -105.3921 | -71.8583 | 125.0193 | 79.426 | 7.6573e-07 | 2.1135e-07 | 3.1728e-05 | 1.1505e-05 | -0.02739 | -0.0045394 | 20.9161 | 14.261 | 40.1695 | 18.4022 | -3.5559e-06 | -2.5935e-06 | -0.0045439 | 20.937 | 14.2752 | 40.1612 | 18.397 | -3.5579e-06 | -2.5952e-06 | 0.00043868 | 0.00036478 | 0.013023 | 0.008484 | -39.0916 | -26.6534 | 72.7982 | 41.2314 | -2.0407e-07 | -2.1995e-07 | 0.0084925 | -39.1307 | -26.68 | 72.8249 | 41.2511 | -2.0299e-07 | -2.1939e-07 | 0.0001269 | 6.6431e-05 | -0.00026262 | 0.0082214 | -37.8816 | -25.8283 | 71.9741 | 40.6242 | -2.3786e-07 | -2.3773e-07 | 0.0082296 | -37.9194 | -25.8542 | 71.9998 | 40.6432 | -2.3679e-07 | -2.3716e-07 | 0.00013037 | 6.8913e-05 | 2.1587e-06 | 0.0082236 | -37.8915 | -25.8351 | 71.9808 | 40.6292 | -2.3758e-07 | -2.3758e-07 | 0.0082318 | -37.9294 | -25.861 | 72.0065 | 40.6481 | -2.3651e-07 | -2.3702e-07 | 0.00013034 | 6.8892e-05 | -3.9574e-10 |  | 1.6178e-06 | -0.02796 | 0 | 0 | 0.15606 | -988.119
0.86 | 20.9628 | -2444.8879 | -592.182 | 0.02285 | -105.2869 | -71.7865 | 124.8668 | 79.2581 | 7.5664e-07 | 1.9067e-07 | 0.022873 | -105.3921 | -71.8583 | 124.9578 | 79.3237 | 7.5736e-07 | 1.9093e-07 | 3.1557e-05 | 1.1222e-05 | -0.027833 | -0.0049827 | 22.9588 | 15.6537 | 39.2815 | 17.7356 | -3.7513e-06 | -2.7515e-06 | -0.0049877 | 22.9818 | 15.6694 | 39.2726 | 17.7302 | -3.7536e-06 | -2.7534e-06 | 0.00045423 | 0.00038074 | 0.013606 | 0.0086229 | -39.7316 | -27.0898 | 73.1531 | 41.3953 | -1.9084e-07 | -2.2278e-07 | 0.0086316 | -39.7714 | -27.1168 | 73.1804 | 41.4154 | -1.8976e-07 | -2.2223e-07 | 0.00012468 | 6.4095e-05 | -0.00052728 | 0.0080957 | -37.3021 | -25.4332 | 71.4975 | 40.1738 | -2.5842e-07 | -2.5788e-07 | 0.0081037 | -37.3394 | -25.4587 | 71.5228 | 40.1924 | -2.5735e-07 | -2.5733e-07 | 0.00013162 | 6.9029e-05 | 8.5673e-06 | 0.0081042 | -37.3416 | -25.4602 | 71.5242 | 40.1935 | -2.5729e-07 | -2.5729e-07 | 0.0081123 | -37.3789 | -25.4856 | 71.5495 | 40.2121 | -2.5623e-07 | -2.5673e-07 | 0.0001315 | 6.8945e-05 | 1.2189e-10 |  | 1.5446e-06 | -0.027554 | 0 | 0 | 0.15675 | -996.8971
0.87 | 21.2065 | -2435.9981 | -583.2922 | 0.02285 | -105.2869 | -71.7865 | 124.8052 | 79.1554 | 7.4826e-07 | 1.7021e-07 | 0.022873 | -105.3921 | -71.8583 | 124.8963 | 79.2211 | 7.4898e-07 | 1.7046e-07 | 3.1385e-05 | 1.0942e-05 | -0.028276 | -0.0054261 | 25.0017 | 17.0466 | 38.4135 | 17.088 | -3.9535e-06 | -2.916e-06 | -0.0054315 | 25.0267 | 17.0636 | 38.4041 | 17.0823 | -3.956e-06 | -2.9181e-06 | 0.00047013 | 0.00039718 | 0.014222 | 0.0087961 | -40.5296 | -27.6338 | 73.6189 | 41.6413 | -1.7378e-07 | -2.2404e-07 | 0.0088049 | -40.5701 | -27.6614 | 73.6468 | 41.662 | -1.7271e-07 | -2.235e-07 | 0.00012206 | 6.1509e-05 | -0.00082995 | 0.0079662 | -36.7054 | -25.0264 | 71.0103 | 39.7138 | -2.7958e-07 | -2.7824e-07 | 0.0079741 | -36.7421 | -25.0515 | 71.035 | 39.7321 | -2.7852e-07 | -2.7769e-07 | 0.00013294 | 6.9179e-05 | 2.11e-05 | 0.0079873 | -36.8027 | -25.0927 | 71.0759 | 39.7622 | -2.7678e-07 | -2.7678e-07 | 0.0079952 | -36.8395 | -25.1178 | 71.1007 | 39.7806 | -2.7572e-07 | -2.7623e-07 | 0.00013265 | 6.8972e-05 | 8.3396e-09 |  | 1.4735e-06 | -0.027157 | 0 | 0 | 0.15744 | -1005.7137
0.88 | 21.4503 | -2427.1083 | -574.4024 | 0.02285 | -105.2869 | -71.7865 | 124.7436 | 79.0526 | 7.3989e-07 | 1.4969e-07 | 0.022873 | -105.3921 | -71.8583 | 124.8347 | 79.1183 | 7.406e-07 | 1.4994e-07 | 3.1214e-05 | 1.0664e-05 | -0.02872 | -0.0058697 | 27.0456 | 18.4402 | 37.5651 | 16.4589 | -4.1626e-06 | -3.0873e-06 | -0.0058756 | 27.0726 | 18.4586 | 37.5552 | 16.453 | -4.1655e-06 | -3.0897e-06 | 0.00048637 | 0.00041408 | 0.014876 | 0.0090059 | -41.4962 | -28.2928 | 74.2045 | 41.9767 | -1.5289e-07 | -2.2384e-07 | 0.0090149 | -41.5377 | -28.3211 | 74.2333 | 41.998 | -1.5182e-07 | -2.2331e-07 | 0.00011904 | 5.8685e-05 | -0.0011755 | 0.0078304 | -36.08 | -24.6 | 70.5047 | 39.2387 | -3.0171e-07 | -2.9897e-07 | 0.0078382 | -36.1161 | -24.6246 | 70.529 | 39.2566 | -3.0065e-07 | -2.9842e-07 | 0.00013436 | 6.9389e-05 | 4.2168e-05 | 0.0078726 | -36.2743 | -24.7325 | 70.6354 | 39.3352 | -2.9605e-07 | -2.9605e-07 | 0.0078805 | -36.3106 | -24.7572 | 70.6598 | 39.3533 | -2.95e-07 | -2.9551e-07 | 0.00013378 | 6.8971e-05 | 4.3466e-08 |  | 1.4044e-06 | -0.026767 | 0 | 0 | 0.15812 | -1014.5689
0.89 | 21.694 | -2418.2185 | -565.5126 | 0.02285 | -105.2869 | -71.7865 | 124.6819 | 78.9495 | 7.315e-07 | 1.2913e-07 | 0.022873 | -105.3921 | -71.8583 | 124.7731 | 79.0153 | 7.3221e-07 | 1.2937e-07 | 3.1043e-05 | 1.0388e-05 | -0.029164 | -0.0063137 | 29.0915 | 19.8351 | 36.7358 | 15.8481 | -4.3791e-06 | -3.2657e-06 | -0.00632 | 29.1206 | 19.8549 | 36.7254 | 15.842 | -4.3822e-06 | -3.2685e-06 | 0.00050296 | 0.00043145 | 0.015568 | 0.0092548 | -42.643 | -29.0747 | 74.9202 | 42.4094 | -1.2819e-07 | -2.2232e-07 | 0.009264 | -42.6856 | -29.1038 | 74.95 | 42.4315 | -1.2712e-07 | -2.218e-07 | 0.00011561 | 5.5644e-05 | -0.0015696 | 0.0076852 | -35.4106 | -24.1436 | 69.971 | 38.7409 | -3.2527e-07 | -3.203e-07 | 0.0076928 | -35.446 | -24.1678 | 69.9947 | 38.7585 | -3.2422e-07 | -3.1977e-07 | 0.00013594 | 6.9695e-05 | 7.492e-05 | 0.0077601 | -35.7558 | -24.379 | 70.2023 | 38.9121 | -3.1512e-07 | -3.1511e-07 | 0.0077678 | -35.7916 | -24.4034 | 70.2263 | 38.9298 | -3.1407e-07 | -3.1457e-07 | 0.00013489 | 6.8945e-05 | 1.5081e-07 |  | 1.3371e-06 | -0.026384 | 0 | 0 | 0.15881 | -1023.4628
0.9 | 21.9378 | -2409.3287 | -556.6228 | 0.02285 | -105.2869 | -71.7865 | 124.6202 | 78.8461 | 7.2311e-07 | 1.0852e-07 | 0.022873 | -105.3921 | -71.8583 | 124.7114 | 78.912 | 7.2381e-07 | 1.0875e-07 | 3.0872e-05 | 1.0115e-05 | -0.029609 | -0.0067584 | 31.1403 | 21.232 | 35.9251 | 15.2553 | -4.603e-06 | -3.4517e-06 | -0.0067651 | 31.1714 | 21.2532 | 35.9142 | 15.249 | -4.6065e-06 | -3.4547e-06 | 0.0005199 | 0.00044928 | 0.016304 | 0.0095455 | -43.9823 | -29.9879 | 75.7772 | 42.9482 | -9.9757e-08 | -2.1967e-07 | 0.009555 | -44.0263 | -30.0179 | 75.8082 | 42.9713 | -9.869e-08 | -2.1917e-07 | 0.00011179 | 5.2408e-05 | -0.0020194 | 0.0075261 | -34.6777 | -23.6439 | 69.3962 | 38.211 | -3.509e-07 | -3.4255e-07 | 0.0075336 | -34.7124 | -23.6676 | 69.4193 | 38.2281 | -3.4986e-07 | -3.4202e-07 | 0.00013774 | 7.0144e-05 | 0.00012344 | 0.0076495 | -35.2465 | -24.0317 | 69.776 | 38.4923 | -3.3399e-07 | -3.3397e-07 | 0.0076572 | -35.2818 | -24.0558 | 69.7996 | 38.5098 | -3.3295e-07 | -3.3344e-07 | 0.00013599 | 6.8894e-05 | 4.2713e-07 |  | 1.2715e-06 | -0.026008 | 0 | 0 | 0.1595 | -1032.3951
0.91 | 22.1815 | -2400.4389 | -547.733 | 0.02285 | -105.2869 | -71.7865 | 124.5584 | 78.7425 | 7.147e-07 | 8.7852e-08 | 0.022873 | -105.3921 | -71.8583 | 124.6496 | 78.8085 | 7.1541e-07 | 8.8077e-08 | 3.0701e-05 | 9.8439e-06 | -0.030054 | -0.0072038 | 33.1928 | 22.6315 | 35.1325 | 14.68 | -4.8348e-06 | -3.6453e-06 | -0.007211 | 33.226 | 22.6541 | 35.1212 | 14.6736 | -4.8387e-06 | -3.6487e-06 | 0.00053718 | 0.00046756 | 0.017085 | 0.0098808 | -45.5273 | -31.0414 | 76.7879 | 43.6031 | -6.7729e-08 | -2.1611e-07 | 0.0098906 | -45.5728 | -31.0724 | 76.8203 | 43.6272 | -6.6665e-08 | -2.1563e-07 | 0.00010759 | 4.9008e-05 | -0.0025331 | 0.0073477 | -33.8558 | -23.0835 | 68.7641 | 37.6367 | -3.7945e-07 | -3.6612e-07 | 0.007355 | -33.8896 | -23.1066 | 68.7866 | 37.6533 | -3.7842e-07 | -3.656e-07 | 0.00013984 | 7.08e-05 | 0.00019301 | 0.0075407 | -34.7451 | -23.6898 | 69.3557 | 38.0753 | -3.5272e-07 | -3.5264e-07 | 0.0075483 | -34.7799 | -23.7135 | 69.3789 | 38.0925 | -3.5168e-07 | -3.5213e-07 | 0.00013708 | 6.882e-05 | 1.0659e-06 |  | 1.2074e-06 | -0.025638 | 0 | 0 | 0.16019 | -1041.3661
0.92 | 22.4253 | -2391.549 | -538.8432 | 0.02285 | -105.2869 | -71.7865 | 124.4966 | 78.6386 | 7.063e-07 | 6.7139e-08 | 0.022873 | -105.3921 | -71.8583 | 124.5878 | 78.7047 | 7.0699e-07 | 6.7358e-08 | 3.0531e-05 | 9.5753e-06 | -0.030501 | -0.0076503 | 35.2501 | 24.0342 | 34.3575 | 14.122 | -5.0747e-06 | -3.8471e-06 | -0.007658 | 35.2854 | 24.0582 | 34.3459 | 14.1155 | -5.079e-06 | -3.8509e-06 | 0.00055482 | 0.0004863 | 0.017914 | 0.010264 | -47.2922 | -32.2447 | 77.9663 | 44.3849 | -3.2298e-08 | -2.1188e-07 | 0.010274 | -47.3394 | -32.2769 | 78.0002 | 44.4102 | -3.124e-08 | -2.1141e-07 | 0.00010302 | 4.5481e-05 | -0.003121 | 0.0071428 | -32.9116 | -22.4397 | 68.0537 | 37.0022 | -4.1208e-07 | -3.9157e-07 | 0.0071499 | -32.9445 | -22.4622 | 68.0754 | 37.0183 | -4.1106e-07 | -3.9106e-07 | 0.00014238 | 7.175e-05 | 0.00029037 | 0.0074332 | -34.2495 | -23.352 | 68.9399 | 37.66 | -3.7134e-07 | -3.7117e-07 | 0.0074406 | -34.2838 | -23.3753 | 68.9627 | 37.677 | -3.7031e-07 | -3.7066e-07 | 0.00013816 | 6.8727e-05 | 2.4352e-06 |  | 1.1447e-06 | -0.025273 | 0 | 0 | 0.16087 | -1050.3757
0.93 | 22.669 | -2382.6592 | -529.9534 | 0.02285 | -105.2869 | -71.7865 | 124.4347 | 78.5345 | 6.9788e-07 | 4.6375e-08 | 0.022873 | -105.3921 | -71.8583 | 124.526 | 78.6006 | 6.9857e-07 | 4.6588e-08 | 3.0361e-05 | 9.3092e-06 | -0.030948 | -0.008098 | 37.3131 | 25.4407 | 33.5998 | 13.581 | -5.3231e-06 | -4.0574e-06 | -0.0081061 | 37.3504 | 25.4662 | 33.5878 | 13.5744 | -5.3277e-06 | -4.0615e-06 | 0.00057282 | 0.00050548 | 0.018796 | 0.010698 | -49.2919 | -33.6081 | 79.3276 | 45.3055 | 6.28e-09 | -2.0725e-07 | 0.010708 | -49.3412 | -33.6417 | 79.3634 | 45.3322 | 7.3297e-09 | -2.068e-07 | 9.8123e-05 | 4.1868e-05 | -0.0037957 | 0.0069021 | -31.8024 | -21.6834 | 67.2384 | 36.2877 | -4.5035e-07 | -4.1965e-07 | 0.006909 | -31.8342 | -21.7051 | 67.2592 | 36.3031 | -4.4935e-07 | -4.1915e-07 | 0.00014551 | 7.3118e-05 | 0.00042408 | 0.0073261 | -33.7564 | -23.0157 | 68.5264 | 37.2447 | -3.8996e-07 | -3.8959e-07 | 0.0073335 | -33.7902 | -23.0387 | 68.5488 | 37.2613 | -3.8894e-07 | -3.8909e-07 | 0.00013924 | 6.8622e-05 | 5.2076e-06 |  | 1.0827e-06 | -0.024909 | 0 | 0 | 0.16156 | -1059.4238
0.94 | 22.9128 | -2373.7694 | -521.0635 | 0.02285 | -105.2869 | -71.7865 | 124.3728 | 78.4302 | 6.8946e-07 | 2.5561e-08 | 0.022873 | -105.3921 | -71.8583 | 124.4641 | 78.4963 | 6.9015e-07 | 2.5767e-08 | 3.019e-05 | 9.0456e-06 | -0.031398 | -0.0085472 | 39.3826 | 26.8518 | 32.8588 | 13.0565 | -5.5802e-06 | -4.2765e-06 | -0.0085557 | 39.422 | 26.8786 | 32.8465 | 13.0499 | -5.5852e-06 | -4.281e-06 | 0.00059116 | 0.0005251 | 0.019733 | 0.011186 | -51.5428 | -35.1428 | 80.8888 | 46.3779 | 4.7687e-08 | -2.025e-07 | 0.011197 | -51.5943 | -35.1779 | 80.9267 | 46.4062 | 4.8726e-08 | -2.0207e-07 | 9.2926e-05 | 3.8215e-05 | -0.0045729 | 0.0066134 | -30.4726 | -20.7767 | 66.2844 | 35.4679 | -4.9642e-07 | -4.5143e-07 | 0.0066201 | -30.503 | -20.7975 | 66.3042 | 35.4826 | -4.9543e-07 | -4.5093e-07 | 0.00014945 | 7.5073e-05 | 0.00060494 | 0.0072184 | -33.2599 | -22.6772 | 68.1113 | 36.8264 | -4.0876e-07 | -4.08e-07 | 0.0072256 | -33.2932 | -22.6999 | 68.1333 | 36.8428 | -4.0775e-07 | -4.0751e-07 | 0.00014035 | 6.8518e-05 | 1.0565e-05 |  | 1.0209e-06 | -0.024543 | 0 | 0 | 0.16225 | -1068.5105
0.95 | 23.1565 | -2364.8796 | -512.1737 | 0.02285 | -105.2869 | -71.7865 | 124.3108 | 78.3255 | 6.8103e-07 | 4.6952e-09 | 0.022873 | -105.3921 | -71.8583 | 124.4021 | 78.3918 | 6.8171e-07 | 4.8959e-09 | 3.0021e-05 | 8.7845e-06 | -0.031848 | -0.008998 | 41.4596 | 28.2679 | 32.1342 | 12.5483 | -5.8464e-06 | -4.5048e-06 | -0.009007 | 41.5011 | 28.2962 | 32.1216 | 12.5416 | -5.8519e-06 | -4.5097e-06 | 0.00060987 | 0.00054515 | 0.020731 | 0.011733 | -54.062 | -36.8605 | 82.6687 | 47.6167 | 9.1544e-08 | -1.9793e-07 | 0.011745 | -54.1161 | -36.8973 | 82.7089 | 47.6467 | 9.2571e-08 | -1.9753e-07 | 8.7474e-05 | 3.4569e-05 | -0.0054716 | 0.0062614 | -28.8506 | -19.6709 | 65.1498 | 34.5115 | -5.5328e-07 | -4.8839e-07 | 0.0062677 | -28.8795 | -19.6906 | 65.1683 | 34.5253 | -5.5231e-07 | -4.879e-07 | 0.00015453 | 7.7863e-05 | 0.00084641 | 0.0071078 | -32.7506 | -22.33 | 67.6884 | 36.4005 | -4.2803e-07 | -4.2653e-07 | 0.007115 | -32.7834 | -22.3523 | 67.71 | 36.4166 | -4.2703e-07 | -4.2605e-07 | 0.00014151 | 6.8435e-05 | 2.0505e-05 |  | 9.5824e-07 | -0.024167 | 0 | 0 | 0.16294 | -1077.6359
0.96 | 23.4003 | -2355.9898 | -503.2839 | 0.02285 | -105.2869 | -71.7865 | 124.2487 | 78.2206 | 6.7259e-07 | -1.6222e-08 | 0.022873 | -105.3921 | -71.8583 | 124.3401 | 78.287 | 6.7327e-07 | -1.6027e-08 | 2.9851e-05 | 8.526e-06 | -0.032301 | -0.0094506 | 43.5451 | 29.6898 | 31.4255 | 12.0559 | -6.122e-06 | -4.7427e-06 | -0.00946 | 43.5886 | 29.7195 | 31.4127 | 12.0493 | -6.128e-06 | -4.7481e-06 | 0.00062893 | 0.00056564 | 0.021793 | 0.012342 | -56.8683 | -38.7738 | 84.688 | 49.0372 | 1.3742e-07 | -1.9385e-07 | 0.012354 | -56.9252 | -38.8126 | 84.7308 | 49.0692 | 1.3843e-07 | -1.9347e-07 | 8.1819e-05 | 3.098e-05 | -0.0065161 | 0.005826 | -26.8445 | -18.3031 | 63.7824 | 33.3803 | -6.2518e-07 | -5.3275e-07 | 0.0058319 | -26.8713 | -18.3214 | 63.7994 | 33.3929 | -6.2424e-07 | -5.3228e-07 | 0.00016118 | 8.1851e-05 | 0.0011652 | 0.0069912 | -32.2133 | -21.9636 | 67.2478 | 35.9595 | -4.4825e-07 | -4.4541e-07 | 0.0069982 | -32.2455 | -21.9856 | 67.269 | 35.9753 | -4.4725e-07 | -4.4493e-07 | 0.00014277 | 6.841e-05 | 3.8235e-05 |  | 8.9293e-07 | -0.02377 | 0 | 0 | 0.16362 | -1086.7998
0.97 | 23.644 | -2347.1 | -494.3941 | 0.02285 | -105.2869 | -71.7865 | 124.1866 | 78.1155 | 6.6415e-07 | -3.7191e-08 | 0.022873 | -105.3921 | -71.8583 | 124.278 | 78.1819 | 6.6483e-07 | -3.7002e-08 | 2.9681e-05 | 8.2701e-06 | -0.032756 | -0.0099052 | 45.6401 | 31.1182 | 30.7323 | 11.5791 | -6.4075e-06 | -4.9907e-06 | -0.0099151 | 45.6857 | 31.1493 | 30.7192 | 11.5724 | -6.4139e-06 | -4.9965e-06 | 0.00064836 | 0.00058655 | 0.022923 | 0.013018 | -59.9815 | -40.8965 | 86.9692 | 50.6563 | 1.8483e-07 | -1.9054e-07 | 0.013031 | -60.0415 | -40.9374 | 87.015 | 50.6906 | 1.8582e-07 | -1.9018e-07 | 7.6017e-05 | 2.7496e-05 | -0.0077362 | 0.0052816 | -24.3357 | -16.5925 | 62.1194 | 32.0286 | -7.1828e-07 | -5.8786e-07 | 0.0052869 | -24.3601 | -16.6091 | 62.1345 | 32.0398 | -7.1738e-07 | -5.874e-07 | 0.00017003 | 8.7591e-05 | 0.0015821 | 0.0068636 | -31.6254 | -21.5627 | 66.7748 | 35.4923 | -4.7016e-07 | -4.6496e-07 | 0.0068705 | -31.657 | -21.5843 | 66.7956 | 35.5078 | -4.6917e-07 | -4.6449e-07 | 0.00014421 | 6.8496e-05 | 6.8569e-05 |  | 8.2255e-07 | -0.023336 | 0 | 0 | 0.16431 | -1096.0022
0.98 | 23.8878 | -2338.2102 | -485.5043 | 0.02285 | -105.2869 | -71.7865 | 124.1245 | 78.0101 | 6.557e-07 | -5.8213e-08 | 0.022873 | -105.3921 | -71.8583 | 124.2159 | 78.0766 | 6.5637e-07 | -5.803e-08 | 2.9512e-05 | 8.0169e-06 | -0.033213 | -0.010362 | 47.7454 | 32.5537 | 30.0542 | 11.1173 | -6.7032e-06 | -5.249e-06 | -0.010373 | 47.7932 | 32.5863 | 30.0409 | 11.1107 | -6.7101e-06 | -5.2553e-06 | 0.00066815 | 0.00060788 | 0.024127 | 0.013765 | -63.423 | -43.243 | 89.5374 | 52.4921 | 2.3324e-07 | -1.8827e-07 | 0.013778 | -63.4865 | -43.2862 | 89.5865 | 52.5288 | 2.3421e-07 | -1.8793e-07 | 7.0131e-05 | 2.4163e-05 | -0.0091696 | 0.0045951 | -21.1725 | -14.4358 | 60.0866 | 30.4042 | -8.4173e-07 | -6.59e-07 | 0.0045997 | -21.1937 | -14.4502 | 60.0994 | 30.4136 | -8.4089e-07 | -6.5856e-07 | 0.000182 | 9.5949e-05 | 0.0021234 | 0.0067185 | -30.9564 | -21.1067 | 66.2501 | 34.9844 | -4.9476e-07 | -4.8566e-07 | 0.0067252 | -30.9874 | -21.1278 | 66.2703 | 34.9995 | -4.9378e-07 | -4.8519e-07 | 0.00014595 | 6.8766e-05 | 0.00011793 |  | 7.4387e-07 | -0.022843 | 0 | 0 | 0.165 | -1105.2433
0.99 | 24.1315 | -2329.3204 | -476.6145 | 0.02285 | -105.2869 | -71.7865 | 124.0623 | 77.9044 | 6.4724e-07 | -7.9287e-08 | 0.022873 | -105.3921 | -71.8583 | 124.1537 | 77.971 | 6.4791e-07 | -7.9109e-08 | 2.9343e-05 | 7.7665e-06 | -0.033672 | -0.010822 | 49.8622 | 33.997 | 29.3909 | 10.6703 | -7.0095e-06 | -5.5182e-06 | -0.010832 | 49.9121 | 34.031 | 29.3774 | 10.6638 | -7.0169e-06 | -5.525e-06 | 0.00068831 | 0.00062962 | 0.025409 | 0.014588 | -67.2158 | -45.829 | 92.4196 | 54.564 | 2.8211e-07 | -1.8728e-07 | 0.014602 | -67.2831 | -45.8748 | 92.4724 | 54.6035 | 2.8305e-07 | -1.8697e-07 | 6.4228e-05 | 2.102e-05 | -0.010864 | 0.0037243 | -17.1604 | -11.7003 | 57.6 | 28.4519 | -1.0096e-06 | -7.549e-07 | 0.003728 | -17.1776 | -11.712 | 57.6101 | 28.4593 | -1.0088e-06 | -7.545e-07 | 0.00019849 | 0.00010833 | 0.0028246 | 0.0065489 | -30.1752 | -20.574 | 65.6539 | 34.4207 | -5.2316e-07 | -5.0797e-07 | 0.0065555 | -30.2054 | -20.5946 | 65.6735 | 34.4354 | -5.2219e-07 | -5.0751e-07 | 0.00014808 | 6.9303e-05 | 0.00019283 |  | 6.5378e-07 | -0.022266 | 0 | 0 | 0.16569 | -1114.523
1 | 24.3753 | -2320.4306 | -467.7247 | 0.02285 | -105.2869 | -71.7865 | 124 | 77.7985 | 6.3877e-07 | -1.0041e-07 | 0.022873 | -105.3921 | -71.8583 | 124.0915 | 77.8651 | 6.3944e-07 | -1.0024e-07 | 2.9174e-05 | 7.5188e-06 | -0.034134 | -0.011284 | 51.9915 | 35.4487 | 28.7419 | 10.2377 | -7.3268e-06 | -5.7987e-06 | -0.011295 | 52.0434 | 35.4842 | 28.7283 | 10.2312 | -7.3348e-06 | -5.8061e-06 | 0.00070885 | 0.00065178 | 0.026776 | 0.015493 | -71.3846 | -48.6713 | 95.6454 | 56.8925 | 3.3087e-07 | -1.8777e-07 | 0.015508 | -71.456 | -48.72 | 95.7023 | 56.935 | 3.3178e-07 | -1.8749e-07 | 5.8377e-05 | 1.81e-05 | -0.012877 | 0.0026154 | -12.0509 | -8.2165 | 54.5717 | 26.1219 | -1.244e-06 | -8.9069e-07 | 0.002618 | -12.0629 | -8.2247 | 54.5784 | 26.1268 | -1.2434e-06 | -8.9036e-07 | 0.0002216 | 0.00012709 | 0.0037385 | 0.0063539 | -29.2766 | -19.9614 | 64.9842 | 33.7995 | -5.5568e-07 | -5.3201e-07 | 0.0063602 | -29.3059 | -19.9813 | 65.0031 | 33.8137 | -5.5472e-07 | -5.3156e-07 | 0.00015066 | 7.0133e-05 | 0.00029395 |  | 5.5226e-07 | -0.021603 | 0 | 0 | 0.16637 | -1123.8412
[94 empty] | 0.16706 | -1133.198
Step K: | Calculate final torque constant and Friction constant for the user's controller power selection | [92 empty] | 0.16775 | -1142.5934
| 17 | -2589.4118 | -736.7059 | 0.02285 | -105.2869 | -71.7865 | 125.8605 | 80.8936 | 8.9176e-07 | 5.1685e-07 | 0.022873 | -105.3921 | -71.8583 | 125.951 | 80.9581 | 8.9254e-07 | 5.1722e-07 | 3.4369e-05 | 1.6068e-05 | -0.020486 | 0.0023643 | -10.8939 | -7.4277 | 56.6239 | 31.1091 | -1.2624e-06 | -8.1074e-07 | 0.0023667 | -10.9048 | -7.4351 | 56.63 | 31.1133 | -1.2618e-06 | -8.1032e-07 | 0.00024314 | 0.00017864 | 0.0070029 | 0.0093672 | -43.161 | -29.4279 | 76.8537 | 45.588 | -2.7693e-08 | 2.1762e-08 | 0.0093766 | -43.2041 | -29.4574 | 76.8837 | 45.6097 | -2.6549e-08 | 2.2453e-08 | 0.00012216 | 7.3781e-05 | 0.0010222 | 0.010389 | -47.8711 | -32.6394 | 80.17 | 47.9904 | 9.1093e-08 | 9.2583e-08 | 0.0104 | -47.9189 | -32.672 | 80.2042 | 48.0152 | 9.2239e-08 | 9.3257e-08 | 0.00011034 | 6.49e-05 | 3.2779e-05 | 0.010422 | -48.0221 | -32.7423 | 80.2777 | 48.0685 | 9.4706e-08 | 9.4707e-08 | 0.010433 | -48.0701 | -32.7751 | 80.312 | 48.0933 | 9.5852e-08 | 9.5381e-08 | 0.00010998 | 6.4635e-05 | 2.3213e-08 | 17 | 3.0742e-06 | -0.035436 | 6257.8575 | 59758.1374 | 0.16844 | -1152.0274
[94 empty] | 0.16912 | -1161.5
[94 empty] | 0.16981 | -1171.0112
[94 empty] | 0.1705 | -1180.5609
[94 empty] | 0.17119 | -1190.1492
[94 empty] | 0.17187 | -1199.7762
[94 empty] | 0.17256 | -1209.4417
[94 empty] | 0.17325 | -1219.1458
[94 empty] | 0.17394 | -1228.8884
[94 empty] | 0.17462 | -1238.6697
[94 empty] | 0.17531 | -1248.4895
[94 empty] | 0.176 | -1258.3479
[94 empty] | 0.17669 | -1268.245
[94 empty] | 0.17737 | -1278.1806
[94 empty] | 0.17806 | -1288.1547
[94 empty] | 0.17875 | -1298.1675
[94 empty] | 0.17944 | -1308.2189
[94 empty] | 0.18012 | -1318.3088
[94 empty] | 0.18081 | -1328.4373
[94 empty] | 0.1815 | -1338.6044
[94 empty] | 0.18219 | -1348.8101
[94 empty] | 0.18287 | -1359.0544
[94 empty] | 0.18356 | -1369.3372
[94 empty] | 0.18425 | -1379.6587
[94 empty] | 0.18494 | -1390.0187
[94 empty] | 0.18562 | -1400.4173
[94 empty] | 0.18631 | -1410.8545
[94 empty] | 0.187 | -1421.3303
[94 empty] | 0.18769 | -1431.8447
[94 empty] | 0.18837 | -1442.3976
[94 empty] | 0.18906 | -1452.9892
[94 empty] | 0.18975 | -1463.6193
[94 empty] | 0.19044 | -1474.288
[94 empty] | 0.19112 | -1484.9953
[94 empty] | 0.19181 | -1495.7412
[94 empty] | 0.1925 | -1506.5256
[94 empty] | 0.19319 | -1517.3487
[94 empty] | 0.19387 | -1528.2103
[94 empty] | 0.19456 | -1539.1105
[94 empty] | 0.19525 | -1550.0493
[94 empty] | 0.19594 | -1561.0267
[94 empty] | 0.19662 | -1572.0427
[94 empty] | 0.19731 | -1583.0972
[94 empty] | 0.198 | -1594.1904
[94 empty] | 0.19869 | -1605.3221
[94 empty] | 0.19937 | -1616.4924
[94 empty] | 0.20006 | -1627.7013
[94 empty] | 0.20075 | -1638.9488
[94 empty] | 0.20144 | -1650.2348
[94 empty] | 0.20212 | -1661.5595
[94 empty] | 0.20281 | -1672.9227
[94 empty] | 0.2035 | -1684.3246
[94 empty] | 0.20419 | -1695.765
[94 empty] | 0.20487 | -1707.2439
[94 empty] | 0.20556 | -1718.7615
[94 empty] | 0.20625 | -1730.3177
[94 empty] | 0.20694 | -1741.9124
[94 empty] | 0.20762 | -1753.5457
[94 empty] | 0.20831 | -1765.2177
[94 empty] | 0.209 | -1776.9282
[94 empty] | 0.20968 | -1788.6772
[94 empty] | 0.21037 | -1800.4649
[94 empty] | 0.21106 | -1812.2912
[94 empty] | 0.21175 | -1824.156
[94 empty] | 0.21243 | -1836.0594
[94 empty] | 0.21312 | -1848.0014
[94 empty] | 0.21381 | -1859.982
[94 empty] | 0.2145 | -1872.0012
[94 empty] | 0.21518 | -1884.059
[94 empty] | 0.21587 | -1896.1553
[94 empty] | 0.21656 | -1908.2902
[94 empty] | 0.21725 | -1920.4638
[94 empty] | 0.21793 | -1932.6759
[94 empty] | 0.21862 | -1944.9265
[94 empty] | 0.21931 | -1957.2158
[94 empty] | 0.22 | -1969.5437
[94 empty] | 0.22068 | -1981.9101
[94 empty] | 0.22137 | -1994.3151
[94 empty] | 0.22206 | -2006.7587
[94 empty] | 0.22275 | -2019.2409
[94 empty] | 0.22343 | -2031.7617
[94 empty] | 0.22412 | -2044.3211
[94 empty] | 0.22481 | -2056.919
[94 empty] | 0.2255 | -2069.5556
[94 empty] | 0.22618 | -2082.2307
[94 empty] | 0.22687 | -2094.9444
[94 empty] | 0.22756 | -2107.6967
[94 empty] | 0.22825 | -2120.4876
[94 empty] | 0.22893 | -2133.317
[94 empty] | 0.22962 | -2146.1851
[94 empty] | 0.23031 | -2159.0917
[94 empty] | 0.231 | -2172.0369
[94 empty] | 0.23168 | -2185.0207
[94 empty] | 0.23237 | -2198.0431
[94 empty] | 0.23306 | -2211.104
[94 empty] | 0.23375 | -2224.2036
[94 empty] | 0.23443 | -2237.3417
[94 empty] | 0.23512 | -2250.5185
[94 empty] | 0.23581 | -2263.7338
[94 empty] | 0.2365 | -2276.9877
[94 empty] | 0.23718 | -2290.2801
[94 empty] | 0.23787 | -2303.6112
[94 empty] | 0.23856 | -2316.9808
[94 empty] | 0.23925 | -2330.3891
[94 empty] | 0.23993 | -2343.8359
[94 empty] | 0.24062 | -2357.3213
[94 empty] | 0.24131 | -2370.8453
[94 empty] | 0.242 | -2384.4078
[94 empty] | 0.24268 | -2398.009
[94 empty] | 0.24337 | -2411.6487
[94 empty] | 0.24406 | -2425.3271
[94 empty] | 0.24475 | -2439.044
[94 empty] | 0.24543 | -2452.7995
[94 empty] | 0.24612 | -2466.5935
[94 empty] | 0.24681 | -2480.4262
[94 empty] | 0.2475 | -2494.2975
[94 empty] | 0.24818 | -2508.2073
[94 empty] | 0.24887 | -2522.1557
[94 empty] | 0.24956 | -2536.1427
[94 empty] | 0.25025 | -2550.1683
[94 empty] | 0.25093 | -2564.2325
[94 empty] | 0.25162 | -2578.3352
[94 empty] | 0.25231 | -2592.4766
[94 empty] | 0.253 | -2606.6565
[94 empty] | 0.25368 | -2620.875
[94 empty] | 0.25437 | -2635.1321
[94 empty] | 0.25506 | -2649.4278
[94 empty] | 0.25575 | -2663.7621
[94 empty] | 0.25643 | -2678.1349
[94 empty] | 0.25712 | -2692.5464
[94 empty] | 0.25781 | -2706.9964
[94 empty] | 0.2585 | -2721.485
[94 empty] | 0.25918 | -2736.0122
[94 empty] | 0.25987 | -2750.5779
[94 empty] | 0.26056 | -2765.1823
[94 empty] | 0.26125 | -2779.8253
[94 empty] | 0.26193 | -2794.5068
[94 empty] | 0.26262 | -2809.2269
[94 empty] | 0.26331 | -2823.9856
[94 empty] | 0.264 | -2838.7829
[94 empty] | 0.26468 | -2853.6188
[94 empty] | 0.26537 | -2868.4932
[94 empty] | 0.26606 | -2883.4062
[94 empty] | 0.26675 | -2898.3579
[94 empty] | 0.26743 | -2913.3481
[94 empty] | 0.26812 | -2928.3769
[94 empty] | 0.26881 | -2943.4443
[94 empty] | 0.2695 | -2958.5502
[94 empty] | 0.27018 | -2973.6948
[94 empty] | 0.27087 | -2988.8779
[94 empty] | 0.27156 | -3004.0996
[94 empty] | 0.27225 | -3019.3599
[94 empty] | 0.27293 | -3034.6588
[94 empty] | 0.27362 | -3049.9963
[94 empty] | 0.27431 | -3065.3723
[94 empty] | 0.275 | -3080.787
[94 empty] | 0.27568 | -3096.2402
[94 empty] | 0.27637 | -3111.732
[94 empty] | 0.27706 | -3127.2624
[94 empty] | 0.27775 | -3142.8314
[94 empty] | 0.27843 | -3158.439
[94 empty] | 0.27912 | -3174.0851
[94 empty] | 0.27981 | -3189.7699
[94 empty] | 0.2805 | -3205.4932
[94 empty] | 0.28118 | -3221.2551
[94 empty] | 0.28187 | -3237.0556
[94 empty] | 0.28256 | -3252.8946
[94 empty] | 0.28325 | -3268.7723
[94 empty] | 0.28393 | -3284.6886
[94 empty] | 0.28462 | -3300.6434
[94 empty] | 0.28531 | -3316.6368
[94 empty] | 0.286 | -3332.6688
[94 empty] | 0.28668 | -3348.7394
[94 empty] | 0.28737 | -3364.8486
[94 empty] | 0.28806 | -3380.9963
[94 empty] | 0.28875 | -3397.1826
[94 empty] | 0.28943 | -3413.4076
[94 empty] | 0.29012 | -3429.6711
[94 empty] | 0.29081 | -3445.9732
[94 empty] | 0.2915 | -3462.3139
[94 empty] | 0.29218 | -3478.6931
[94 empty] | 0.29287 | -3495.111
[94 empty] | 0.29356 | -3511.5674
[94 empty] | 0.29425 | -3528.0624
[94 empty] | 0.29493 | -3544.596
[94 empty] | 0.29562 | -3561.1682
[94 empty] | 0.29631 | -3577.779
[94 empty] | 0.297 | -3594.4283
[94 empty] | 0.29768 | -3611.1163
[94 empty] | 0.29837 | -3627.8428
[94 empty] | 0.29906 | -3644.6079
[94 empty] | 0.29975 | -3661.4116
[94 empty] | 0.30043 | -3678.2539
[94 empty] | 0.30112 | -3695.1348
[94 empty] | 0.30181 | -3712.0542
[94 empty] | 0.3025 | -3729.0122
[94 empty] | 0.30318 | -3746.0089
[94 empty] | 0.30387 | -3763.0441
[94 empty] | 0.30456 | -3780.1179
[94 empty] | 0.30525 | -3797.2302
[94 empty] | 0.30593 | -3814.3812
[94 empty] | 0.30662 | -3831.5707
[94 empty] | 0.30731 | -3848.7989
[94 empty] | 0.308 | -3866.0656
[94 empty] | 0.30868 | -3883.3709
[94 empty] | 0.30937 | -3900.7148
[94 empty] | 0.31006 | -3918.0972
[94 empty] | 0.31075 | -3935.5183
[94 empty] | 0.31143 | -3952.9779
[94 empty] | 0.31212 | -3970.4762
[94 empty] | 0.31281 | -3988.013
[94 empty] | 0.3135 | -4005.5884
[94 empty] | 0.31418 | -4023.2023
[94 empty] | 0.31487 | -4040.8549
[94 empty] | 0.31556 | -4058.5461
[94 empty] | 0.31625 | -4076.2758
[94 empty] | 0.31693 | -4094.0441
[94 empty] | 0.31762 | -4111.851
[94 empty] | 0.31831 | -4129.6965
[94 empty] | 0.319 | -4147.5806
[94 empty] | 0.31968 | -4165.5032
[94 empty] | 0.32037 | -4183.4645
[94 empty] | 0.32106 | -4201.4643
[94 empty] | 0.32175 | -4219.5027
[94 empty] | 0.32243 | -4237.5797
[94 empty] | 0.32312 | -4255.6953
[94 empty] | 0.32381 | -4273.8494
[94 empty] | 0.3245 | -4292.0422
[94 empty] | 0.32518 | -4310.2735
[94 empty] | 0.32587 | -4328.5435
[94 empty] | 0.32656 | -4346.852
[94 empty] | 0.32725 | -4365.199
[94 empty] | 0.32793 | -4383.5847
[94 empty] | 0.32862 | -4402.009
[94 empty] | 0.32931 | -4420.4718
[94 empty] | 0.33 | -4438.9733
[94 empty] | 0.33068 | -4457.5133
[94 empty] | 0.33137 | -4476.0919
[94 empty] | 0.33206 | -4494.7091
[94 empty] | 0.33275 | -4513.3648
[94 empty] | 0.33343 | -4532.0592
[94 empty] | 0.33412 | -4550.7921
[94 empty] | 0.33481 | -4569.5636
[94 empty] | 0.3355 | -4588.3737
[94 empty] | 0.33618 | -4607.2224
[94 empty] | 0.33687 | -4626.1097
[94 empty] | 0.33756 | -4645.0356
[94 empty] | 0.33825 | -4664
[94 empty] | 0.33893 | -4683.0031
[94 empty] | 0.33962 | -4702.0447
[94 empty] | 0.34031 | -4721.1249
[94 empty] | 0.341 | -4740.2437
[94 empty] | 0.34168 | -4759.401
[94 empty] | 0.34237 | -4778.597
[94 empty] | 0.34306 | -4797.8315
[94 empty] | 0.34375 | -4817.1047
[94 empty] | 0.34443 | -4836.4164
[94 empty] | 0.34512 | -4855.7667
[94 empty] | 0.34581 | -4875.1555
[94 empty] | 0.3465 | -4894.583
[94 empty] | 0.34718 | -4914.0491
[94 empty] | 0.34787 | -4933.5537
[94 empty] | 0.34856 | -4953.0969
[94 empty] | 0.34925 | -4972.6787
[94 empty] | 0.34993 | -4992.2991
[94 empty] | 0.35062 | -5011.9581
[94 empty] | 0.35131 | -5031.6556
[94 empty] | 0.352 | -5051.3918
[94 empty] | 0.35268 | -5071.1665
[94 empty] | 0.35337 | -5090.9798
[94 empty] | 0.35406 | -5110.8317
[94 empty] | 0.35475 | -5130.7222
[94 empty] | 0.35543 | -5150.6513
[94 empty] | 0.35612 | -5170.6189
[94 empty] | 0.35681 | -5190.6252
[94 empty] | 0.3575 | -5210.67
[94 empty] | 0.35818 | -5230.7534
[94 empty] | 0.35887 | -5250.8754
[94 empty] | 0.35956 | -5271.036
[94 empty] | 0.36025 | -5291.2351
[94 empty] | 0.36093 | -5311.4729
[94 empty] | 0.36162 | -5331.7492
[94 empty] | 0.36231 | -5352.0641
[94 empty] | 0.363 | -5372.4176
[94 empty] | 0.36368 | -5392.8097
[94 empty] | 0.36437 | -5413.2404
[94 empty] | 0.36506 | -5433.7097
[94 empty] | 0.36575 | -5454.2175
[94 empty] | 0.36643 | -5474.7639
[94 empty] | 0.36712 | -5495.3489
[94 empty] | 0.36781 | -5515.9725
[94 empty] | 0.3685 | -5536.6347
[94 empty] | 0.36918 | -5557.3355
[94 empty] | 0.36987 | -5578.0748
[94 empty] | 0.37056 | -5598.8528
[94 empty] | 0.37125 | -5619.6693
[94 empty] | 0.37193 | -5640.5244
[94 empty] | 0.37262 | -5661.4181
[94 empty] | 0.37331 | -5682.3503
[94 empty] | 0.374 | -5703.3212
[94 empty] | 0.37468 | -5724.3306
[94 empty] | 0.37537 | -5745.3787
[94 empty] | 0.37606 | -5766.4653
[94 empty] | 0.37675 | -5787.5905
[94 empty] | 0.37743 | -5808.7543
[94 empty] | 0.37812 | -5829.9566
[94 empty] | 0.37881 | -5851.1976
[94 empty] | 0.3795 | -5872.4771
[94 empty] | 0.38018 | -5893.7953
[94 empty] | 0.38087 | -5915.152
[94 empty] | 0.38156 | -5936.5473
[94 empty] | 0.38225 | -5957.9811
[94 empty] | 0.38293 | -5979.4536
[94 empty] | 0.38362 | -6000.9646
[94 empty] | 0.38431 | -6022.5143
[94 empty] | 0.385 | -6044.1025
[94 empty] | 0.38568 | -6065.7293
[94 empty] | 0.38637 | -6087.3947
[94 empty] | 0.38706 | -6109.0986
[94 empty] | 0.38775 | -6130.8412
[94 empty] | 0.38843 | -6152.6223
[94 empty] | 0.38912 | -6174.4421
[94 empty] | 0.38981 | -6196.3004
[94 empty] | 0.3905 | -6218.1973
[94 empty] | 0.39118 | -6240.1328
[94 empty] | 0.39187 | -6262.1068
[94 empty] | 0.39256 | -6284.1195
[94 empty] | 0.39325 | -6306.1707
[94 empty] | 0.39393 | -6328.2605
[94 empty] | 0.39462 | -6350.3889
[94 empty] | 0.39531 | -6372.5559
[94 empty] | 0.396 | -6394.7615
[94 empty] | 0.39668 | -6417.0056
[94 empty] | 0.39737 | -6439.2884
[94 empty] | 0.39806 | -6461.6097
[94 empty] | 0.39875 | -6483.9696
[94 empty] | 0.39943 | -6506.3681
[94 empty] | 0.40012 | -6528.8052
[94 empty] | 0.40081 | -6551.2809
[94 empty] | 0.4015 | -6573.7951
[94 empty] | 0.40218 | -6596.348
[94 empty] | 0.40287 | -6618.9394
[94 empty] | 0.40356 | -6641.5694
[94 empty] | 0.40425 | -6664.238
[94 empty] | 0.40493 | -6686.9452
[94 empty] | 0.40562 | -6709.6909
[94 empty] | 0.40631 | -6732.4753
[94 empty] | 0.407 | -6755.2982
[94 empty] | 0.40768 | -6778.1597
[94 empty] | 0.40837 | -6801.0598
[94 empty] | 0.40906 | -6823.9985
[94 empty] | 0.40975 | -6846.9758
[94 empty] | 0.41043 | -6869.9916
[94 empty] | 0.41112 | -6893.0461
[94 empty] | 0.41181 | -6916.1391
[94 empty] | 0.4125 | -6939.2707
[94 empty] | 0.41318 | -6962.4409
[94 empty] | 0.41387 | -6985.6497
[94 empty] | 0.41456 | -7008.8971
[94 empty] | 0.41525 | -7032.183
[94 empty] | 0.41593 | -7055.5075
[94 empty] | 0.41662 | -7078.8707
[94 empty] | 0.41731 | -7102.2724
[94 empty] | 0.41799 | -7125.7126
[94 empty] | 0.41868 | -7149.1915
[94 empty] | 0.41937 | -7172.709
[94 empty] | 0.42006 | -7196.265
[94 empty] | 0.42074 | -7219.8596
[94 empty] | 0.42143 | -7243.4929
[94 empty] | 0.42212 | -7267.1647
[94 empty] | 0.42281 | -7290.875
[94 empty] | 0.42349 | -7314.624
[94 empty] | 0.42418 | -7338.4116
[94 empty] | 0.42487 | -7362.2377
[94 empty] | 0.42556 | -7386.1024
[94 empty] | 0.42624 | -7410.0057
[94 empty] | 0.42693 | -7433.9476
[94 empty] | 0.42762 | -7457.9281
[94 empty] | 0.42831 | -7481.9472
[94 empty] | 0.42899 | -7506.0048
[94 empty] | 0.42968 | -7530.101
[94 empty] | 0.43037 | -7554.2358
[94 empty] | 0.43106 | -7578.4092
[94 empty] | 0.43174 | -7602.6212
[94 empty] | 0.43243 | -7626.8718
[94 empty] | 0.43312 | -7651.161
[94 empty] | 0.43381 | -7675.4887
[94 empty] | 0.43449 | -7699.855
[94 empty] | 0.43518 | -7724.2599
[94 empty] | 0.43587 | -7748.7034
[94 empty] | 0.43656 | -7773.1855
[94 empty] | 0.43724 | -7797.7062
[94 empty] | 0.43793 | -7822.2654
[94 empty] | 0.43862 | -7846.8633
[94 empty] | 0.43931 | -7871.4997
[94 empty] | 0.43999 | -7896.1747
[94 empty] | 0.44068 | -7920.8883
[94 empty] | 0.44137 | -7945.6404
[94 empty] | 0.44206 | -7970.4312
[94 empty] | 0.44274 | -7995.2605
[94 empty] | 0.44343 | -8020.1285
[94 empty] | 0.44412 | -8045.035
[94 empty] | 0.44481 | -8069.9801
[94 empty] | 0.44549 | -8094.9638
[94 empty] | 0.44618 | -8119.986
[94 empty] | 0.44687 | -8145.0469
[94 empty] | 0.44756 | -8170.1463
[94 empty] | 0.44824 | -8195.2843
[94 empty] | 0.44893 | -8220.4609
[94 empty] | 0.44962 | -8245.6761
[94 empty] | 0.45031 | -8270.9299
[94 empty] | 0.45099 | -8296.2223
[94 empty] | 0.45168 | -8321.5532
[94 empty] | 0.45237 | -8346.9227
[94 empty] | 0.45306 | -8372.3309
[94 empty] | 0.45374 | -8397.7776
[94 empty] | 0.45443 | -8423.2628
[94 empty] | 0.45512 | -8448.7867
[94 empty] | 0.45581 | -8474.3492
[94 empty] | 0.45649 | -8499.9502
[94 empty] | 0.45718 | -8525.5898
[94 empty] | 0.45787 | -8551.268
[94 empty] | 0.45856 | -8576.9848
[94 empty] | 0.45924 | -8602.7402
[94 empty] | 0.45993 | -8628.5342
[94 empty] | 0.46062 | -8654.3667
[94 empty] | 0.46131 | -8680.2379
[94 empty] | 0.46199 | -8706.1476
[94 empty] | 0.46268 | -8732.0959
[94 empty] | 0.46337 | -8758.0828
[94 empty] | 0.46406 | -8784.1082
[94 empty] | 0.46474 | -8810.1723
[94 empty] | 0.46543 | -8836.2749
[94 empty] | 0.46612 | -8862.4162
[94 empty] | 0.46681 | -8888.596
[94 empty] | 0.46749 | -8914.8144
[94 empty] | 0.46818 | -8941.0714
[94 empty] | 0.46887 | -8967.3669
[94 empty] | 0.46956 | -8993.7011
[94 empty] | 0.47024 | -9020.0738
[94 empty] | 0.47093 | -9046.4851
[94 empty] | 0.47162 | -9072.935
[94 empty] | 0.47231 | -9099.4235
[94 empty] | 0.47299 | -9125.9506
[94 empty] | 0.47368 | -9152.5163
[94 empty] | 0.47437 | -9179.1205
[94 empty] | 0.47506 | -9205.7633
[94 empty] | 0.47574 | -9232.4448
[94 empty] | 0.47643 | -9259.1648
[94 empty] | 0.47712 | -9285.9233
[94 empty] | 0.47781 | -9312.7205
[94 empty] | 0.47849 | -9339.5563
[94 empty] | 0.47918 | -9366.4306
[94 empty] | 0.47987 | -9393.3435
[94 empty] | 0.48056 | -9420.295
[94 empty] | 0.48124 | -9447.2851
[94 empty] | 0.48193 | -9474.3138
[94 empty] | 0.48262 | -9501.3811
[94 empty] | 0.48331 | -9528.4869
[94 empty] | 0.48399 | -9555.6314
[94 empty] | 0.48468 | -9582.8144
[94 empty] | 0.48537 | -9610.036
[94 empty] | 0.48606 | -9637.2962
[94 empty] | 0.48674 | -9664.5949
[94 empty] | 0.48743 | -9691.9323
[94 empty] | 0.48812 | -9719.3082
[94 empty] | 0.48881 | -9746.7228
[94 empty] | 0.48949 | -9774.1759
[94 empty] | 0.49018 | -9801.6676
[94 empty] | 0.49087 | -9829.1979
[94 empty] | 0.49156 | -9856.7667
[94 empty] | 0.49224 | -9884.3742
[94 empty] | 0.49293 | -9912.0202
[94 empty] | 0.49362 | -9939.7048
[94 empty] | 0.49431 | -9967.428
[94 empty] | 0.49499 | -9995.1898
[94 empty] | 0.49568 | -10022.9902
[94 empty] | 0.49637 | -10050.8292
[94 empty] | 0.49706 | -10078.7067
[94 empty] | 0.49774 | -10106.6228
[94 empty] | 0.49843 | -10134.5775
[94 empty] | 0.49912 | -10162.5708
[94 empty] | 0.49981 | -10190.6027
[94 empty] | 0.50049 | -10218.6732
[94 empty] | 0.50118 | -10246.7823
[94 empty] | 0.50187 | -10274.9299
[94 empty] | 0.50256 | -10303.1161
[94 empty] | 0.50324 | -10331.3409
[94 empty] | 0.50393 | -10359.6043
[94 empty] | 0.50462 | -10387.9063
[94 empty] | 0.50531 | -10416.2469
[94 empty] | 0.50599 | -10444.626
[94 empty] | 0.50668 | -10473.0437
[94 empty] | 0.50737 | -10501.5001
[94 empty] | 0.50806 | -10529.995
[94 empty] | 0.50874 | -10558.5284
[94 empty] | 0.50943 | -10587.1005
[94 empty] | 0.51012 | -10615.7112
[94 empty] | 0.51081 | -10644.3604
[94 empty] | 0.51149 | -10673.0482
[94 empty] | 0.51218 | -10701.7747
[94 empty] | 0.51287 | -10730.5397
[94 empty] | 0.51356 | -10759.3432
[94 empty] | 0.51424 | -10788.1854
[94 empty] | 0.51493 | -10817.0662
[94 empty] | 0.51562 | -10845.9855
[94 empty] | 0.51631 | -10874.9434
[94 empty] | 0.51699 | -10903.9399
[94 empty] | 0.51768 | -10932.975
[94 empty] | 0.51837 | -10962.0487
[94 empty] | 0.51906 | -10991.1609
[94 empty] | 0.51974 | -11020.3118
[94 empty] | 0.52043 | -11049.5012
[94 empty] | 0.52112 | -11078.7292
[94 empty] | 0.52181 | -11107.9958
[94 empty] | 0.52249 | -11137.301
[94 empty] | 0.52318 | -11166.6448
[94 empty] | 0.52387 | -11196.0271
[94 empty] | 0.52456 | -11225.4481
[94 empty] | 0.52524 | -11254.9076
[94 empty] | 0.52593 | -11284.4057
[94 empty] | 0.52662 | -11313.9424
[94 empty] | 0.52731 | -11343.5177
[94 empty] | 0.52799 | -11373.1315
[94 empty] | 0.52868 | -11402.784
[94 empty] | 0.52937 | -11432.475
[94 empty] | 0.53006 | -11462.2046
[94 empty] | 0.53074 | -11491.9728
[94 empty] | 0.53143 | -11521.7796
[94 empty] | 0.53212 | -11551.625
[94 empty] | 0.53281 | -11581.5089
[94 empty] | 0.53349 | -11611.4315
[94 empty] | 0.53418 | -11641.3926
[94 empty] | 0.53487 | -11671.3923
[94 empty] | 0.53556 | -11701.4306
[94 empty] | 0.53624 | -11731.5075
[94 empty] | 0.53693 | -11761.623
[94 empty] | 0.53762 | -11791.777
[94 empty] | 0.53831 | -11821.9697
[94 empty] | 0.53899 | -11852.2009
[94 empty] | 0.53968 | -11882.4707
[94 empty] | 0.54037 | -11912.7791
[94 empty] | 0.54106 | -11943.126
[94 empty] | 0.54174 | -11973.5116
[94 empty] | 0.54243 | -12003.9357
[94 empty] | 0.54312 | -12034.3985
[94 empty] | 0.54381 | -12064.8998
[94 empty] | 0.54449 | -12095.4397
[94 empty] | 0.54518 | -12126.0182
[94 empty] | 0.54587 | -12156.6352
[94 empty] | 0.54656 | -12187.2909
[94 empty] | 0.54724 | -12217.9851
[94 empty] | 0.54793 | -12248.718
[94 empty] | 0.54862 | -12279.4894
[94 empty] | 0.54931 | -12310.2994
[94 empty] | 0.54999 | -12341.1479
[94 empty] | 0.55068 | -12372.0351
[94 empty] | 0.55137 | -12402.9608
[94 empty] | 0.55206 | -12433.9252
[94 empty] | 0.55274 | -12464.9281
[94 empty] | 0.55343 | -12495.9696
[94 empty] | 0.55412 | -12527.0497
[94 empty] | 0.55481 | -12558.1683
[94 empty] | 0.55549 | -12589.3256
[94 empty] | 0.55618 | -12620.5214
[94 empty] | 0.55687 | -12651.7559
[94 empty] | 0.55756 | -12683.0289
[94 empty] | 0.55824 | -12714.3405
[94 empty] | 0.55893 | -12745.6907
[94 empty] | 0.55962 | -12777.0794
[94 empty] | 0.56031 | -12808.5068
[94 empty] | 0.56099 | -12839.9727
[94 empty] | 0.56168 | -12871.4772
[94 empty] | 0.56237 | -12903.0203
[94 empty] | 0.56306 | -12934.602
[94 empty] | 0.56374 | -12966.2223
[94 empty] | 0.56443 | -12997.8812
[94 empty] | 0.56512 | -13029.5786
[94 empty] | 0.56581 | -13061.3146
[94 empty] | 0.56649 | -13093.0892
[94 empty] | 0.56718 | -13124.9024
[94 empty] | 0.56787 | -13156.7542
[94 empty] | 0.56856 | -13188.6446
[94 empty] | 0.56924 | -13220.5735
[94 empty] | 0.56993 | -13252.5411
[94 empty] | 0.57062 | -13284.5472
[94 empty] | 0.57131 | -13316.5919
[94 empty] | 0.57199 | -13348.6752
[94 empty] | 0.57268 | -13380.7971
[94 empty] | 0.57337 | -13412.9575
[94 empty] | 0.57406 | -13445.1566
[94 empty] | 0.57474 | -13477.3942
[94 empty] | 0.57543 | -13509.6704
[94 empty] | 0.57612 | -13541.9852
[94 empty] | 0.57681 | -13574.3386
[94 empty] | 0.57749 | -13606.7306
[94 empty] | 0.57818 | -13639.1612
[94 empty] | 0.57887 | -13671.6303
[94 empty] | 0.57956 | -13704.138
[94 empty] | 0.58024 | -13736.6843
[94 empty] | 0.58093 | -13769.2692
[94 empty] | 0.58162 | -13801.8927
[94 empty] | 0.58231 | -13834.5548
[94 empty] | 0.58299 | -13867.2554
[94 empty] | 0.58368 | -13899.9947
[94 empty] | 0.58437 | -13932.7725
[94 empty] | 0.58506 | -13965.5889
[94 empty] | 0.58574 | -13998.4439
[94 empty] | 0.58643 | -14031.3374
[94 empty] | 0.58712 | -14064.2696
[94 empty] | 0.58781 | -14097.2403
[94 empty] | 0.58849 | -14130.2497
[94 empty] | 0.58918 | -14163.2976
[94 empty] | 0.58987 | -14196.3841
[94 empty] | 0.59056 | -14229.5092
[94 empty] | 0.59124 | -14262.6728
[94 empty] | 0.59193 | -14295.8751
[94 empty] | 0.59262 | -14329.1159
[94 empty] | 0.59331 | -14362.3953
[94 empty] | 0.59399 | -14395.7133
[94 empty] | 0.59468 | -14429.0699
[94 empty] | 0.59537 | -14462.4651
[94 empty] | 0.59606 | -14495.8989
[94 empty] | 0.59674 | -14529.3712
[94 empty] | 0.59743 | -14562.8822
[94 empty] | 0.59812 | -14596.4317
[94 empty] | 0.59881 | -14630.0198
[94 empty] | 0.59949 | -14663.6465
[94 empty] | 0.60018 | -14697.3117
[94 empty] | 0.60087 | -14731.0156
[94 empty] | 0.60156 | -14764.758
[94 empty] | 0.60224 | -14798.539
[94 empty] | 0.60293 | -14832.3587
[94 empty] | 0.60362 | -14866.2169
[94 empty] | 0.60431 | -14900.1136
[94 empty] | 0.60499 | -14934.049
[94 empty] | 0.60568 | -14968.0229
[94 empty] | 0.60637 | -15002.0355
[94 empty] | 0.60706 | -15036.0866
[94 empty] | 0.60774 | -15070.1763
[94 empty] | 0.60843 | -15104.3046
[94 empty] | 0.60912 | -15138.4715
[94 empty] | 0.60981 | -15172.6769
[94 empty] | 0.61049 | -15206.921
[94 empty] | 0.61118 | -15241.2036
[94 empty] | 0.61187 | -15275.5248
[94 empty] | 0.61256 | -15309.8846
[94 empty] | 0.61324 | -15344.283
[94 empty] | 0.61393 | -15378.72
[94 empty] | 0.61462 | -15413.1955
[94 empty] | 0.61531 | -15447.7096
[94 empty] | 0.61599 | -15482.2624
[94 empty] | 0.61668 | -15516.8537
[94 empty] | 0.61737 | -15551.4836
[94 empty] | 0.61806 | -15586.152
[94 empty] | 0.61874 | -15620.8591
[94 empty] | 0.61943 | -15655.6047
[94 empty] | 0.62012 | -15690.389
[94 empty] | 0.62081 | -15725.2118
[94 empty] | 0.62149 | -15760.0732
[94 empty] | 0.62218 | -15794.9732
[94 empty] | 0.62287 | -15829.9117
[94 empty] | 0.62355 | -15864.8889
[94 empty] | 0.62424 | -15899.9046
[94 empty] | 0.62493 | -15934.959
[94 empty] | 0.62562 | -15970.0519
[94 empty] | 0.6263 | -16005.1834
[94 empty] | 0.62699 | -16040.3535
[94 empty] | 0.62768 | -16075.5621
[94 empty] | 0.62837 | -16110.8094
[94 empty] | 0.62905 | -16146.0952
[94 empty] | 0.62974 | -16181.4196
[94 empty] | 0.63043 | -16216.7826
[94 empty] | 0.63112 | -16252.1842
[94 empty] | 0.6318 | -16287.6244
[94 empty] | 0.63249 | -16323.1031
[94 empty] | 0.63318 | -16358.6205
[94 empty] | 0.63387 | -16394.1764
[94 empty] | 0.63455 | -16429.7709
[94 empty] | 0.63524 | -16465.404
[94 empty] | 0.63593 | -16501.0757
[94 empty] | 0.63662 | -16536.786
[94 empty] | 0.6373 | -16572.5348
[94 empty] | 0.63799 | -16608.3223
[94 empty] | 0.63868 | -16644.1483
[94 empty] | 0.63937 | -16680.0129
[94 empty] | 0.64005 | -16715.9161
[94 empty] | 0.64074 | -16751.8579
[94 empty] | 0.64143 | -16787.8382
[94 empty] | 0.64212 | -16823.8572
[94 empty] | 0.6428 | -16859.9147
[94 empty] | 0.64349 | -16896.0108
[94 empty] | 0.64418 | -16932.1455
[94 empty] | 0.64487 | -16968.3188
[94 empty] | 0.64555 | -17004.5307
[94 empty] | 0.64624 | -17040.7811
[94 empty] | 0.64693 | -17077.0702
[94 empty] | 0.64762 | -17113.3978
[94 empty] | 0.6483 | -17149.764
[94 empty] | 0.64899 | -17186.1688
[94 empty] | 0.64968 | -17222.6122
[94 empty] | 0.65037 | -17259.0941
[94 empty] | 0.65105 | -17295.6147
[94 empty] | 0.65174 | -17332.1738
[94 empty] | 0.65243 | -17368.7715
[94 empty] | 0.65312 | -17405.4078
[94 empty] | 0.6538 | -17442.0827
[94 empty] | 0.65449 | -17478.7962
[94 empty] | 0.65518 | -17515.5482
[94 empty] | 0.65587 | -17552.3389
[94 empty] | 0.65655 | -17589.1681
[94 empty] | 0.65724 | -17626.0359
[94 empty] | 0.65793 | -17662.9423
[94 empty] | 0.65862 | -17699.8873
[94 empty] | 0.6593 | -17736.8709
[94 empty] | 0.65999 | -17773.893
[94 empty] | 0.66068 | -17810.9538
[94 empty] | 0.66137 | -17848.0531
[94 empty] | 0.66205 | -17885.191
[94 empty] | 0.66274 | -17922.3675
[94 empty] | 0.66343 | -17959.5826
[94 empty] | 0.66412 | -17996.8362
[94 empty] | 0.6648 | -18034.1285
[94 empty] | 0.66549 | -18071.4593
[94 empty] | 0.66618 | -18108.8287
[94 empty] | 0.66687 | -18146.2367
[94 empty] | 0.66755 | -18183.6833
[94 empty] | 0.66824 | -18221.1685
[94 empty] | 0.66893 | -18258.6922
[94 empty] | 0.66962 | -18296.2545
[94 empty] | 0.6703 | -18333.8555
[94 empty] | 0.67099 | -18371.495
[94 empty] | 0.67168 | -18409.1731
[94 empty] | 0.67237 | -18446.8898
[94 empty] | 0.67305 | -18484.645
[94 empty] | 0.67374 | -18522.4389
[94 empty] | 0.67443 | -18560.2713
[94 empty] | 0.67512 | -18598.1423
[94 empty] | 0.6758 | -18636.0519
[94 empty] | 0.67649 | -18674.0001
[94 empty] | 0.67718 | -18711.9869
[94 empty] | 0.67787 | -18750.0122
[94 empty] | 0.67855 | -18788.0762
[94 empty] | 0.67924 | -18826.1787
[94 empty] | 0.67993 | -18864.3198
[94 empty] | 0.68062 | -18902.4995
[94 empty] | 0.6813 | -18940.7178
[94 empty] | 0.68199 | -18978.9747
[94 empty] | 0.68268 | -19017.2701
[94 empty] | 0.68337 | -19055.6041
[94 empty] | 0.68405 | -19093.9768
[94 empty] | 0.68474 | -19132.388
[94 empty] | 0.68543 | -19170.8378
[94 empty] | 0.68612 | -19209.3261
[94 empty] | 0.6868 | -19247.8531
[94 empty] | 0.68749 | -19286.4186
[94 empty] | 0.68818 | -19325.0228
[94 empty] | 0.68887 | -19363.6655
[94 empty] | 0.68955 | -19402.3468
[94 empty] | 0.69024 | -19441.0667
[94 empty] | 0.69093 | -19479.8251
[94 empty] | 0.69162 | -19518.6222
[94 empty] | 0.6923 | -19557.4578
[94 empty] | 0.69299 | -19596.3321
[94 empty] | 0.69368 | -19635.2449
[94 empty] | 0.69437 | -19674.1963
[94 empty] | 0.69505 | -19713.1862
[94 empty] | 0.69574 | -19752.2148
[94 empty] | 0.69643 | -19791.2819
[94 empty] | 0.69712 | -19830.3877
[94 empty] | 0.6978 | -19869.532
[94 empty] | 0.69849 | -19908.7149
[94 empty] | 0.69918 | -19947.9364
[94 empty] | 0.69987 | -19987.1965
[94 empty] | 0.70055 | -20026.4951
[94 empty] | 0.70124 | -20065.8324
[94 empty] | 0.70193 | -20105.2082
[94 empty] | 0.70262 | -20144.6226
[94 empty] | 0.7033 | -20184.0756
[94 empty] | 0.70399 | -20223.5672
[94 empty] | 0.70468 | -20263.0973
[94 empty] | 0.70537 | -20302.6661
[94 empty] | 0.70605 | -20342.2734
[94 empty] | 0.70674 | -20381.9193
[94 empty] | 0.70743 | -20421.6038
[94 empty] | 0.70812 | -20461.3269
[94 empty] | 0.7088 | -20501.0886
[94 empty] | 0.70949 | -20540.8889
[94 empty] | 0.71018 | -20580.7277
[94 empty] | 0.71087 | -20620.6051
[94 empty] | 0.71155 | -20660.5212
[94 empty] | 0.71224 | -20700.4758
[94 empty] | 0.71293 | -20740.4689
[94 empty] | 0.71362 | -20780.5007
[94 empty] | 0.7143 | -20820.5711
[94 empty] | 0.71499 | -20860.68
[94 empty] | 0.71568 | -20900.8275
[94 empty] | 0.71637 | -20941.0136
[94 empty] | 0.71705 | -20981.2383
[94 empty] | 0.71774 | -21021.5016
[94 empty] | 0.71843 | -21061.8035
[94 empty] | 0.71912 | -21102.1439
[94 empty] | 0.7198 | -21142.5229
[94 empty] | 0.72049 | -21182.9406
[94 empty] | 0.72118 | -21223.3968
[94 empty] | 0.72187 | -21263.8916
[94 empty] | 0.72255 | -21304.4249
[94 empty] | 0.72324 | -21344.9969
[94 empty] | 0.72393 | -21385.6074
[94 empty] | 0.72462 | -21426.2565
[94 empty] | 0.7253 | -21466.9443
[94 empty] | 0.72599 | -21507.6706
[94 empty] | 0.72668 | -21548.4354
[94 empty] | 0.72737 | -21589.2389
[94 empty] | 0.72805 | -21630.081
[94 empty] | 0.72874 | -21670.9616
[94 empty] | 0.72943 | -21711.8808
[94 empty] | 0.73012 | -21752.8386
[94 empty] | 0.7308 | -21793.835
[94 empty] | 0.73149 | -21834.87
[94 empty] | 0.73218 | -21875.9435
[94 empty] | 0.73287 | -21917.0557
[94 empty] | 0.73355 | -21958.2064
[94 empty] | 0.73424 | -21999.3957
[94 empty] | 0.73493 | -22040.6236
[94 empty] | 0.73562 | -22081.8901
[94 empty] | 0.7363 | -22123.1952
[94 empty] | 0.73699 | -22164.5388
[94 empty] | 0.73768 | -22205.9211
[94 empty] | 0.73837 | -22247.3419
[94 empty] | 0.73905 | -22288.8013
[94 empty] | 0.73974 | -22330.2993
[94 empty] | 0.74043 | -22371.8359
[94 empty] | 0.74112 | -22413.411
[94 empty] | 0.7418 | -22455.0248
[94 empty] | 0.74249 | -22496.6771
[94 empty] | 0.74318 | -22538.368
[94 empty] | 0.74387 | -22580.0975
[94 empty] | 0.74455 | -22621.8656
[94 empty] | 0.74524 | -22663.6723
[94 empty] | 0.74593 | -22705.5175
[94 empty] | 0.74662 | -22747.4014
[94 empty] | 0.7473 | -22789.3238
[94 empty] | 0.74799 | -22831.2848
[94 empty] | 0.74868 | -22873.2844
[94 empty] | 0.74937 | -22915.3226
[94 empty] | 0.75005 | -22957.3994
[94 empty] | 0.75074 | -22999.5147
[94 empty] | 0.75143 | -23041.6686
[94 empty] | 0.75212 | -23083.8612
[94 empty] | 0.7528 | -23126.0923
[94 empty] | 0.75349 | -23168.362
Note on C4: Must be > 0.
Note on C5: Must be > 0.
Note on C6: Up to 5th-order polynomial for fan delta-pressure (kPa) as a function of flow rate (m3/s). See the Impeller Curve sheet for help generating these coefficients. Note that the Delta-Pressure chart shows this curve scaled to the tune point 1 impeller speed, not this curve's reference speed.
Note on C12: Must be (0-1). Affects how much power is lost to aerodynamic inefficiencies in the impeller (turbulence, skin friction, etc.) If this isn't known, make an initial guess 0.5 - 0.9 and adjust later. Real impellers never have an efficiency > 0.9.
Note on C15: Must be > 0.
Note on C16: Must be > 0. The maximum amps during the start-up spike, and how much amps will be drawn if the motor stalls due to jam malfunction, etc. Note that some controllers actively limit the start-up current, but you should always use the un-limited value here.
Note on C17: Try to pick a value that is within 0.5 - 2 times the impeller's reference density.
Note on N17: This shows the impeller's reference performance curve scaled to the tune point 1 motor speed, and the performance curve of the system the impeller is flowing thru at the tune point. Their intersection is the resulting impeller pressure rise and flow rate.
Note on P17: All 3 efficiencies should stay below 1 across the Q range. Impeller efficiency should peak at the BEP line and should usually peak at < 0.9.
Note on C20: Try to pick a values that are within 0.5 - 2 times the impeller's reference speed.
Note on C21: Must be > 0.
Note on C22: Most pump/fans normally operate at or or slightly higher than the Best Efficiency Point, so try to pick a value accordingly. See tune point 1 vs. BEP in the Delta-Pressure chart.
Note on C23: Must be > 0. This is roughly how long you want the motor to ramp up to speed from stop. Values < 5 may require further tuning of the controller's control filter for stability.
Note on C26: Try to pick a values that are within 0.5 - 2 times the impeller's reference speed. This can be higher or lower than point 1's speed.
Note on C27: Power varies roughly as the cube of speed, so if the point 2 speed is higher than the point 1 speed, then the point 2 power should also be higher, and vice-versa. There is only a certain range of values for this power relative to the point 1 power that can work. If the Step 5 Chart to the right shows no values above zero (just a blank graph), then the model can't be tuned with your point 2 power so try a different value.
Note on C30: Must be > 0. The min/max allowable range is an estimate, so you may be able to go slightly outside them. Going too far outside may cause some of the results parameters below to go negative. See the adjacent chart for this term's affect on the resulting maximum pump speed. You may already know the exact controller power load you want - in this case, adjust other tuning parameters above so that this load is within/near the estimated min/max range.
Note on C33: This is the Best Efficiency Point flow rate, where the impeller has maximum efficiency at its reference speed. Use this value in your impeller's config data. The BEP flow rate varies with motor speed, and the Delta-Pressure chart shows it adjusted to the tune point 1 motor speed.
Note on N35: Used in Step 5, this shows the range of possible controller power loads that can allow the model to achieve the tune points 1 and 2 data. If this chart is blank, then something is wrong with the inputs for the previous steps.
Note on P35: This shows the power at various stages vs. impeller flow rate when the motor is speed-controlled at the tune point 1 speed. Hydraulic is the useful power imparted to the fluid, propelling it downstream. Impeller is Hydraulic + aerodynamic losses. Shaft is Impeller + friction losses. Motor is shaft + internal motor losses. Total is Motor + the controller's power load.
Note on C39: Must be > 0. If the spreadsheet is giving a negative number here, then adjust the above tuning parameters.
Note on C40: Must be > 0. If the spreadsheet is giving a negative number here, then adjust the above tuning parameters.
Note on C41: Must be > 0. If the spreadsheet is giving a negative number here, then adjust the above tuning parameters.
Note on C42: The dynamic friction is held constant below this speed to aid the motor in stopping in a reasonable time. Recommend 25% of the motor's normal operating speed, or the minimum operating speed, whichever is less.
Note on C43: This assumes the controller isn't limiting the start-up current. If it is, your start-up time may take longer, so you can recover that time by using a lower inertia.
Note on C45: The model uses this to determine the impeller power curve. Radial-flow pumps generally are < 0.7, axial-flow pumps > 3, and mixed-flow pumps in between. The model limits this to between 0.2 and 5 for determining the power curve.
Note on C46: This is just a sanity check. The transition between mixed-flow and radial or axial-flow is vague, so don't worry if it says mixed-flow when your impeller is really an axial or radial flow type, or vice-versa. However, if it says radial when your impeller is really axial or vice-versa, then there is probably something wrong with your impeller reference curve data.
Note on N53: This shows the maximum speed this motor can reach in a system that flows Q at the tune point motor speed. In other words, if the max line is above tune point line at a Q, then if the system were tuned to flow Q at the tune point motor speed, then the max line value is how fast the motor would get to in that system at full power (which results in a proportional increase in flow rate). At Q values where the max line is less than the tune point line, the motor speed will drop below the tune point speed.
Note on P53: This shows the power at various stages vs. controlled motor speed through the tune point system, up to its maximum speed.

## Example Tuning Sets
Fan/Centrifugal Pump/Motor Tuner
|  | ITCS Pump | AAA Fan | Metox Fan | IMV Fan | CCAA/Cabin | TCCS Blower
Step 1: | Enter fluid impeller reference performance data (GunnsGasFanConfigData):
| mReferenceDensity | 999 | 1.181 | 1.175 | 1.156 | 1.156 | 0.78 | kg/m3
| mReferenceSpeed | 18900 | 41100 | 44000 | 8511 | 5740 | 73000 | rev/min
| mReferenceCoeff0 | 508 | 1.9733 | 6 | 0.41311 | 1.4504 | 2.8645 | kPa = poly(Q m3/s)
| mReferenceCoeff1 | 116000 | -150.09 | 0 | -30.8449 | -4.7441 | -327.694
| mReferenceCoeff2 | -586000000 | 6199.207 | -40818 | 1574.595 | -0.4226 | 180558
| mReferenceCoeff3 | -4760000000000 | -73321.1 | 0 | -30072.2 | 397.04 | -25973400
| mReferenceCoeff4 | 28200000000000000 | 0 | 0 | 242099.8 | -2505.4 | 0
| mReferenceCoeff5 | -4.28e+19 | 0 | 0 | -745590 | 3832.6 | 0
| mReferenceBestEfficiency | 0.86 | 0.8 | 0.71 | 0.536 | 0.85 | 0.85
Step 2: | Enter data common to both tune points in Steps 3 & 4:
| Supply voltage to controller | 120 | 124 | 124 | 124 | 124 | 124 | v
| Total stall current | 27.5 | 3.4 | 3.4 | 3.5 | 20 | 0.9 | amp
| Fluid impeller inlet density | 999 | 1.181 | 1.175 | 1.156 | 1.156 | 1.18 | kg/m3
Step 3: | Enter 1st tune point data:
| Motor & impeller speed | 18900 | 50000 | 44000 | 8511 | 5740 | 67200 | rev/min
| Total electrical power load | 453 | 200 | 88 | 52.5 | 310 | 34.5 | W
| Impeller volumetric flow rate | 0.00037827 | 0.06607 | 0.00708 | 0.0661 | 0.203 | 0.00428 | m3/s
| Start ramp-up time | 10 | 5 | 5 | 5 | 5 | 10 | s
Step 4: | Enter 2nd tune point data:
| Motor & impeller speed | 15120 | 30000 | 30000 | 7500 | 3400 | 73000 | rev/min
| Total electrical power load | 235 | 45 | 37.2 | 37.9 | 90 | 45 | W
Step 5: | Choose a controller constant power load in the allowable range:
| Controller power load | 11.5 | 12 | 17 | 5 | 35 | 0 | W
Results: | Use these values in the fluid impeller's GunnsGasFanConfigData:
| mReferenceQBep | 0.0003787 | 0.042765 | 0.0056696 | 0.05592 | 0.17007 | 0.0046498 | m3/s
Use these values in the motor's TsPumpMotorControllerConfigData:
| mControllerPowerLoad | 11.5 | 12 | 17 | 5 | 35 | 0 | W
Use these values in the motor's DcDynPumpMotorConfigData:
| mWindingResistance | 4.3636 | 36.4706 | 36.4706 | 35.4286 | 6.2 | 137.7778 | ohm
| mTorqueConstant | 0.020247 | 0.010458 | 0.010422 | 0.099737 | 0.13346 | 0.0088719 | N*m/amp
| mFrictionConstant | 1.561e-06 | 9.9702e-09 | 9.9176e-09 | 1.0659e-06 | 3.229e-06 | 6.6595e-09 | N*m*min/rev
| mFrictionMinSpeed | [6 empty] | rev/min
| mInertia | 0.0020128 | 1.8265e-05 | 2.6006e-05 | 0.0011297 | 0.013458 | 6.4557e-06 | kg*m2
Extra Info: | Impeller specific speed | 0.39002 | 5.0808 | 0.69111 | 3.1561 | 1.5159 | 1.1769 | r
| This appears to be a: | Radial Flow | Axial Flow | Radial Flow | Axial Flow | Mixed Flow | Mixed Flow | impeller.
| Max speed in tune point system | 28548.7887 | 52676.1931 | 59766.4399 | 9865.8988 | 7020.6641 | 74926.8743 | rev/min
| Total stall power | 3300 | 421.6 | 421.6 | 434 | 2480 | 111.6 | W
| Total dead-head power | 232.3167 | 295.213 | 49.7316 | 71.4864 | 256.5012 | 24.5319 | W
| Total dead-head current | 1.936 | 2.3808 | 0.40106 | 0.5765 | 2.0686 | 0.19784 | amp
Note on L2: jharvey: Note this configuration requires the use of the controller's mStartupCurrentLimit = 0.42 amp to get the peak fan transient power quoted in the TCCS Console Handbook.
Note on L16: jharvey: From TCCS Console Handbook, start-up current is only ~0.42 amps, but desired power & speed cannot be achieved with this model using that as the motor stall current - so recommend using 0.42 as the start-up current limit in the controller.
Note on I39: jharvey: Metox uses the same fan motor as AAA, so we want these 3 motor constants to be similar to AAA.

## Impeller Curve
Curve Scaling | This scales a fan curve from one reference point to another | [9 empty] | Notes: | You can use this to borrow a curve shape from another impeller, and convert it to pass through your impeller's flow & pressure point.
| (Fill in gray cells, green cells are the results) | [10 empty] | The plot works best when you pick a "from" flow rate near the "from" impeller's BEP.
|  |  | From: | To: | [7 empty] | You should borrow shapes from other impellers with similar specific speed (i.e. the same flow type axial, radial, mixed)
| curve coefficients order: | 0 | 1.4504 | 3.5068 | kPa = poly(Q m3/s) |  | Cto_x = Cfrom_x * (Pto/Pfrom) * (Qto/Qfrom)^(-x)
|  | 1 | -4.7441 | -4.8749
|  | 2 | -0.4226 | -0.18456
|  | 3 | 397.04 | 73.693
|  | 4 | -2505.4 | -197.6323
|  | 5 | 3832.6 | 128.4882
| fluid flow rate |  | 0.17 | 0.4 | m3/s
| fluid delta-pressure |  | 1.034 | 2.5 | kPa
Affinity Transform | This shows how a reference fan curve scales based on pump speed and fluid density
(Fill in gray cells, green cells are the results)
|  |  | From: | To:
| curve coefficients order: | 0 | 1.4504 | 2.7094 | kPa = poly(Q m3/s) |  | Cto_x = Cfrom_x * (rho_to/rho_from) * (Nto/Nfrom)^(2-x)
|  | 1 | -4.7441 | -6.6063
|  | 2 | -0.4226 | -0.43869
|  | 3 | 397.04 | 307.2408
|  | 4 | -2505.4 | -1445.2495
|  | 5 | 3832.6 | 1648.088
| fluid flow rate @ BEP |  | 0.17 | 0.22805 | m3/s
| fluid density |  | 1.156 | 1.2 | kg/m3
| impeller speed |  | 5740 | 7700 | rpm
Example curves of different fan types normalized about their best efficiency points | [10 empty] | Notes: | Real impellers' performance curves follow these general trends:
|  |  | AAA | IMV | CCAA/Cabin | ITCS | [5 empty] | - Radial-flow impellers (specific speed Ns < 0.8) tend to have a smooth slope to the left of the BEP
| mReferenceCoeff0 |  | 1.9733 | 0.41311 | 1.4504 | 508 | [5 empty] | - Mixed-flow impellers (0.8 < Ns < 3) begin to show a stall-region dip in the curve to the left of the BEP, and a steeper overall slope between the BEP and dead-head (Q=0)
| mReferenceCoeff1 |  | -150.09 | -30.8449 | -4.7441 | 116000 | [5 empty] | - Axial-flow impellers (Ns > 3) tend to have pronounced stall-region dips, and higher dead-head pressure relative to the BEP.
| mReferenceCoeff2 |  | 6199.207 | 1574.595 | -0.4226 | -586000000 | [5 empty] | - Maximum flow rate (dp = 0) is usually around 1.4 - 1.6 times the BEP flow rate.
| mReferenceCoeff3 |  | -73321.1 | -30072.2 | 397.04 | -4760000000000
| mReferenceCoeff4 |  | 0 | 242099.8 | -2505.4 | 28200000000000000
| mReferenceCoeff5 |  | 0 | -745590 | 3832.6 | -4.28e+19
| Q bep |  | 0.042765 | 0.05592 | 0.17007 | 0.0003787
| dp bep |  | 1.1576 | 0.3132 | 1.0337 | 456.0073
| Ns |  | 5.08 | 3.16 | 1.52 | 0.39
| Q (m3/s) |  |  |  | Curve Scaling: |  | Affinity Transform: |  | dp (kPa) |  |  |  | Curve Scaling: |  | Affinity Transform: |  | dp/dp_bep
Q/Qbep | AAA | IMV | CCAA/Cabin | ITCS | From | To | From | To | AAA | IMV | CCAA/Cabin | ITCS | From | To | From | To | AAA (Ns=5.0) | IMV (Ns=3.2) | CCAA/Cabin (Ns=1.5) | ITCS (Ns=0.4) | From | To
0 | 0 | 0 | 0 | 0 | 0 | 0 | 0 | 0 | 1.9733 | 0.41311 | 1.4504 | 508 | 1.4504 | 3.5068 | 1.4504 | 2.7094 | 1.7046 | 1.319 | 1.4031 | 1.114 | 1.4027 | 1.4027
0.05 | 0.0021382 | 0.002796 | 0.0085035 | 1.8935e-05 | 0.0085 | 0.02 | 0.0085 | 0.011402 | 1.68 | 0.33854 | 1.4103 | 509.9576 | 1.4103 | 3.4098 | 1.4103 | 2.6344 | 1.4513 | 1.0809 | 1.3642 | 1.1183 | 1.3639 | 1.3639
0.1 | 0.0042765 | 0.005592 | 0.017007 | 3.787e-05 | 0.017 | 0.04 | 0.017 | 0.022805 | 1.4391 | 0.28484 | 1.3713 | 511.3487 | 1.3714 | 3.3157 | 1.3714 | 2.5618 | 1.2431 | 0.90946 | 1.3266 | 1.1214 | 1.3263 | 1.3263
0.15 | 0.0064147 | 0.008388 | 0.02551 | 5.6805e-05 | 0.0255 | 0.06 | 0.0255 | 0.034207 | 1.2462 | 0.24859 | 1.3347 | 512.0943 | 1.3347 | 3.2271 | 1.3347 | 2.4933 | 1.0766 | 0.79372 | 1.2911 | 1.123 | 1.2908 | 1.2908
0.2 | 0.0085529 | 0.011184 | 0.034014 | 7.574e-05 | 0.034 | 0.08 | 0.034 | 0.04561 | 1.0972 | 0.22669 | 1.301 | 512.1774 | 1.301 | 3.1457 | 1.301 | 2.4304 | 0.94781 | 0.72378 | 1.2585 | 1.1232 | 1.2583 | 1.2583
0.25 | 0.010691 | 0.01398 | 0.042517 | 9.4675e-05 | 0.0425 | 0.1 | 0.0425 | 0.057012 | 0.98763 | 0.21633 | 1.2708 | 511.6305 | 1.2708 | 3.0727 | 1.2708 | 2.374 | 0.85317 | 0.6907 | 1.2293 | 1.122 | 1.2291 | 1.2291
0.3 | 0.012829 | 0.016776 | 0.051021 | 0.00011361 | 0.051 | 0.12 | 0.051 | 0.068415 | 0.91325 | 0.21501 | 1.2443 | 510.523 | 1.2444 | 3.0087 | 1.2444 | 2.3245 | 0.78891 | 0.68649 | 1.2037 | 1.1196 | 1.2035 | 1.2035
0.35 | 0.014968 | 0.019572 | 0.059524 | 0.00013255 | 0.0595 | 0.14 | 0.0595 | 0.079817 | 0.86975 | 0.22051 | 1.2217 | 508.949 | 1.2217 | 2.9539 | 1.2217 | 2.2822 | 0.75133 | 0.70406 | 1.1818 | 1.1161 | 1.1816 | 1.1816
0.4 | 0.017106 | 0.022368 | 0.068028 | 0.00015148 | 0.068 | 0.16 | 0.068 | 0.09122 | 0.85283 | 0.23087 | 1.2026 | 507.0144 | 1.2027 | 2.9079 | 1.2027 | 2.2467 | 0.73672 | 0.73713 | 1.1634 | 1.1119 | 1.1632 | 1.1632
0.45 | 0.019244 | 0.025164 | 0.076531 | 0.00017042 | 0.0765 | 0.18 | 0.0765 | 0.10262 | 0.85819 | 0.24437 | 1.1869 | 504.8246 | 1.187 | 2.8699 | 1.187 | 2.2173 | 0.74135 | 0.78025 | 1.1482 | 1.1071 | 1.148 | 1.148
0.5 | 0.021382 | 0.02796 | 0.085035 | 0.00018935 | 0.085 | 0.2 | 0.085 | 0.11402 | 0.88153 | 0.25955 | 1.1741 | 502.4721 | 1.1742 | 2.8389 | 1.1742 | 2.1933 | 0.76151 | 0.8287 | 1.1358 | 1.1019 | 1.1356 | 1.1356
0.55 | 0.023521 | 0.030756 | 0.093538 | 0.00020829 | 0.0935 | 0.22 | 0.0935 | 0.12543 | 0.91854 | 0.27512 | 1.1635 | 500.0238 | 1.1636 | 2.8133 | 1.1636 | 2.1736 | 0.79349 | 0.87843 | 1.1256 | 1.0965 | 1.1253 | 1.1253
0.6 | 0.025659 | 0.033552 | 0.10204 | 0.00022722 | 0.102 | 0.24 | 0.102 | 0.13683 | 0.96494 | 0.29004 | 1.1545 | 497.5087 | 1.1546 | 2.7915 | 1.1546 | 2.1568 | 0.83356 | 0.92606 | 1.1169 | 1.091 | 1.1166 | 1.1166
0.65 | 0.027797 | 0.036348 | 0.11055 | 0.00024616 | 0.1105 | 0.26 | 0.1105 | 0.14823 | 1.0164 | 0.30343 | 1.1463 | 494.9052 | 1.1463 | 2.7716 | 1.1463 | 2.1414 | 0.87803 | 0.96882 | 1.1089 | 1.0853 | 1.1086 | 1.1086
0.7 | 0.029935 | 0.039144 | 0.11905 | 0.00026509 | 0.119 | 0.28 | 0.119 | 0.15963 | 1.0687 | 0.31459 | 1.1379 | 492.1286 | 1.138 | 2.7514 | 1.138 | 2.1258 | 0.92316 | 1.0044 | 1.1008 | 1.0792 | 1.1006 | 1.1006
0.75 | 0.032073 | 0.04194 | 0.12755 | 0.00028403 | 0.1275 | 0.3 | 0.1275 | 0.17104 | 1.1174 | 0.32298 | 1.1286 | 489.0188 | 1.1286 | 2.7288 | 1.1286 | 2.1083 | 0.96525 | 1.0312 | 1.0917 | 1.0724 | 1.0915 | 1.0915
0.8 | 0.034212 | 0.044736 | 0.13606 | 0.00030296 | 0.136 | 0.32 | 0.136 | 0.18244 | 1.1583 | 0.32818 | 1.1173 | 485.3278 | 1.1173 | 2.7015 | 1.1173 | 2.0872 | 1.0006 | 1.0478 | 1.0808 | 1.0643 | 1.0806 | 1.0806
0.85 | 0.03635 | 0.047532 | 0.14456 | 0.0003219 | 0.1445 | 0.34 | 0.1445 | 0.19384 | 1.1871 | 0.32993 | 1.103 | 480.7068 | 1.1031 | 2.6672 | 1.1031 | 2.0607 | 1.0254 | 1.0534 | 1.067 | 1.0542 | 1.0669 | 1.0669
0.9 | 0.038488 | 0.050328 | 0.15306 | 0.00034083 | 0.153 | 0.36 | 0.153 | 0.20524 | 1.1994 | 0.32805 | 1.085 | 474.6942 | 1.0851 | 2.6236 | 1.0851 | 2.027 | 1.0361 | 1.0474 | 1.0496 | 1.041 | 1.0494 | 1.0494
0.95 | 0.040626 | 0.053124 | 0.16157 | 0.00035977 | 0.1615 | 0.38 | 0.1615 | 0.21665 | 1.191 | 0.32247 | 1.0621 | 466.7027 | 1.0623 | 2.5686 | 1.0623 | 1.9845 | 1.0289 | 1.0296 | 1.0275 | 1.0235 | 1.0274 | 1.0274
1 | 0.042765 | 0.05592 | 0.17007 | 0.0003787 | 0.17 | 0.4 | 0.17 | 0.22805 | 1.1576 | 0.3132 | 1.0337 | 456.0073 | 1.034 | 2.5 | 1.034 | 1.9315 | 1 | 1 | 1 | 1 | 1 | 1
1.05 | 0.044903 | 0.058716 | 0.17857 | 0.00039764 | 0.1785 | 0.42 | 0.1785 | 0.23945 | 1.0949 | 0.30031 | 0.99895 | 441.7321 | 0.99927 | 2.4161 | 0.99927 | 1.8667 | 0.9458 | 0.95885 | 0.96635 | 0.9687 | 0.96643 | 0.96643
1.1 | 0.047041 | 0.061512 | 0.18708 | 0.00041657 | 0.187 | 0.44 | 0.187 | 0.25085 | 0.9985 | 0.28392 | 0.95711 | 422.8384 | 0.95752 | 2.3151 | 0.95752 | 1.7887 | 0.86255 | 0.90653 | 0.92588 | 0.92726 | 0.92605 | 0.92605
1.15 | 0.049179 | 0.064308 | 0.19558 | 0.00043551 | 0.1955 | 0.46 | 0.1955 | 0.26226 | 0.86419 | 0.26419 | 0.90765 | 398.1118 | 0.90815 | 2.1958 | 0.90815 | 1.6964 | 0.74654 | 0.84353 | 0.87804 | 0.87304 | 0.8783 | 0.8783
1.2 | 0.051318 | 0.067104 | 0.20408 | 0.00045444 | 0.204 | 0.48 | 0.204 | 0.27366 | 0.68766 | 0.24129 | 0.85015 | 366.1502 | 0.85075 | 2.057 | 0.85075 | 1.5892 | 0.59404 | 0.77042 | 0.82241 | 0.80295 | 0.82279 | 0.82279
1.25 | 0.053456 | 0.0699 | 0.21259 | 0.00047338 | 0.2125 | 0.5 | 0.2125 | 0.28506 | 0.4646 | 0.21541 | 0.78432 | 325.3506 | 0.78503 | 1.8981 | 0.78503 | 1.4665 | 0.40134 | 0.68776 | 0.75873 | 0.71348 | 0.75923 | 0.75923
1.3 | 0.055594 | 0.072696 | 0.22109 | 0.00049231 | 0.221 | 0.52 | 0.221 | 0.29646 | 0.1907 | 0.18669 | 0.71007 | 273.8972 | 0.7109 | 1.7188 | 0.7109 | 1.328 | 0.16474 | 0.59608 | 0.6869 | 0.60064 | 0.68753 | 0.68753
1.35 | 0.057732 | 0.075492 | 0.22959 | 0.00051125 | 0.2295 | 0.54 | 0.2295 | 0.30787 | -0.13833 | 0.15529 | 0.62749 | 209.7485 | 0.62845 | 1.5195 | 0.62845 | 1.174 |  | 0.49582 | 0.60702 | 0.45997 | 0.60779 | 0.60779
1.4 | 0.059871 | 0.078288 | 0.2381 | 0.00053018 | 0.238 | 0.56 | 0.238 | 0.31927 | -0.52679 | 0.1213 | 0.53691 | 130.6252 | 0.53799 | 1.3008 | 0.53799 | 1.005 |  | 0.38729 | 0.51939 | 0.28645 | 0.5203 | 0.5203
1.45 | 0.062009 | 0.081084 | 0.2466 | 0.00054912 | 0.2465 | 0.58 | 0.2465 | 0.33067 | -0.979 | 0.084753 | 0.43887 | 33.9973 | 0.44007 | 1.064 | 0.44007 | 0.82206 |  | 0.27061 | 0.42455 | 0.074554 | 0.42561 | 0.42561
1.5 | 0.064147 | 0.08388 | 0.2551 | 0.00056805 | 0.255 | 0.6 | 0.255 | 0.34207 | -1.4992 | 0.045623 | 0.33419 | -82.9282 | 0.33551 | 0.8112 | 0.33551 | 0.62674 |  | 0.14567 | 0.32329 |  | 0.32448 | 0.32448
1.55 | 0.066285 | 0.086676 | 0.26361 | 0.00058699 | 0.2635 | 0.62 | 0.2635 | 0.35348 | -2.0918 | 0.003783 | 0.22396 | -223.2198 | 0.22538 | 0.54494 | 0.22538 | 0.42102 |  | 0.012079 | 0.21665 |  | 0.21797 | 0.21797
1.6 | 0.068423 | 0.089472 | 0.27211 | 0.00060592 | 0.272 | 0.64 | 0.272 | 0.36488 | -2.761 | -0.040992 | 0.10956 | -390.2342 | 0.11108 | 0.26856 | 0.11108 | 0.20749 |  |  | 0.10599 |  | 0.10743 | 0.10743
1.65 | 0.070562 | 0.092268 | 0.28061 | 0.00062486 | 0.2805 | 0.66 | 0.2805 | 0.37628 | -3.5112 | -0.089048 | -0.0072887 | -587.6284 | 0 | 0 | 0 | 0